## Vervallen BHT
Artikel | Oproep | Omschrijving | Artikelgroep | Klant | Leverancier | Maat | Tekening
1.01.002 | [78L10AT | voltage regulator pos 10V 0.1A | PV |  | 72006
1.01.004 | [HA3-4741-5 | quad opamp HA3-4741-5 DIL14 | PV |  | 72006
1.01.014 | [9400CJ | voltage to frequency converter | PV |  | 70109
1.01.034 | [ADC0803 | 8-bit A/D converter | PV |  | 72006
1.01.035 | [RC4151NB | V/f converter | PV |  | 72006
1.01.050 | [M27C1001 | eprom M27C1001-15-F1 DIL32 | PV |  | 72006
1.01.064 | [HCF4049UBM | hex inverter/buffer SO-14 | PV
1.01.073 | [PSD312-12J | Per. µP PSD312-12J OTP PLCC-44 | PV |  | 70109
1.01.075 | [PSD313-12L | Per. µP PSD313-12L cer. PLCC44 | PV |  | 70109
1.01.076 | [ZPSD313-90J | Per. µP ZPSD313-90JI | PV |  | 70109
1.01.157 | [5VREF02 | 5V reference TO-99 | PV |  | 71946
1.01.166 | [LM2575T-5.0 | 5V bent stag.lead regulator | PV |  | 72006
1.01.271 | [MB90F546GSP | Fujitsu microcontroller QFP100 | PV |  | 71615
1.01.278 | [SOT23-8 | AD digital potmeter 256x 5K | PV
1.01.308 | [CHIP F3X6B1 | flowsensor chip F3x6B1 | PV |  | 71226
1.01.310 | [CONTROLLER | AD uController ADUC7020 | PV |  | 71946
1.01.312 | [SENSOR IQ+ | Honeywell press.sens SCC05GSMT | PV |  | 70134
1.01.319 | [SENSOR IQ+ | Honeyw. press.sens SCC30ASMT | PV |  | 70134
1.01.320 | [MICROCONTRO | Toshiba neuron chip QFP-64 LON | PV |  | 70516
1.01.323 | [LM358AD | dual opamp low power SO-8 | PV |  | 71946
1.01.328 | [CONVERTER | Semtech ADC 2-Ch 16-bit | PV |  | 70638
1.02.023 | [ | not used | NONE
1.03.001 | [ | = 1.29.305 | NONE
1.03.002 | [ | = 1.29.183 | NONE
1.03.003 | [ | = 1.29.303 | NONE
1.03.004 | [ | = 1.29.104 | NONE
1.03.005 | [ | = 1.29.560 | NONE
1.03.006 | [ | = 1.29.204 | NONE
1.03.007 | [ | = 1.29.378 | NONE
1.03.008 | [ | = 1.29.003 | NONE
1.03.009 | [ | = 1.29.280 | NONE
1.03.010 | [ | = 1.29.376 | NONE
1.03.011 | [RESISTOR | resistor carbon 0.25W 5% 330E | PV |  | 72006
1.03.012 | [RESISTOR | resistor carbon 0.25W 5% 220E | PV |  | 72006
1.03.013 | [RESISTOR | resistor carbon 0.25W 5% 390E | PV |  | 72006
1.03.014 | [RESISTOR | resistor carbon 0.25W 5% 270E | PV |  | 72006
1.03.015 | [RESISTOR | resistor carbon 0.25W 5% 470E | PV |  | 72006
1.03.016 | [ | = 1.31.XXX | NONE
1.03.017 | [ | = 1.30.XXX | NONE
1.03.018 | [ | = 1.29.XXX | NONE
1.03.019 | [RESISTOR | resistor metalfilm 1W 5% 100E | PV |  | 72006
1.03.030 | [RESISTOR MI | resist minimelf 0204 1K00 0,1% | PV |  | 71946
1.04.005 | [ | not used | NONE
1.05.005 | [LED 5MM RED | led 5mm red | PV |  | 72006
1.05.009 | [LED 3.2MM | dual led red 3.2mm | PV |  | 71109
1.05.010 | [LED 5MM | led red 5mm | PV |  | 71109
1.05.011 | [LED 5MM | led red 5mm long type | PV |  | 71109
1.05.013 | [LED 3.2MM | dual led green 3.2mm | PV |  | 71109
1.05.014 | [LED 5MM RED | Mentor led red 5mm | PV |  | 70808
1.05.015 | [LED 5MM GRE | Mentor led green 5mm | PV |  | 70808
1.05.020 | [LED RED SMD | led red LSS260-DO SOT-23 | PV |  | 72006
1.05.022 | [LED 3MM GRE | Mentor led green 3mm | PV |  | 70808
1.05.033 | [ | = 1.24.117 | NONE
1.05.078 | [DIODE | SMD ESD prot. GMF05C-HS3 5V | PV |  | 71946
1.06.001 | [TRAFO | trafo 2x110V/2x12V TES663 | PV |  | 71803
1.06.002 | [TRAFO | trafo 24V-1.25A | PV |  | 71604
1.06.005 | [TRAFO | trafo 24V/24V-15VA | PV |  | 70216
1.06.006 | [TRAFO | trafo 24V BRO-5 | PV |  | 71604
1.06.007 | [TRAFO | trafo 110/220/240V BRO-5 | PV |  | 71604
1.06.008 | [TRAFO | trafo 230V/2x12V 30VA | PV |  | 72204
1.06.009 | [TRAFO | trafo 230V/2x12V 30VA | PV |  | 70216
1.06.011 | [TRAFO | trafo 220/230/240V-42V 1100VA | PV |  | 71638
1.06.012 | [TRAFO | trafo 110V-42V 1100VA 60Hz | PV |  | 71638
1.06.024 | [TRAFO | Echelon FTT-10A module LON | PV |  | 70516
1.07.001 | [COUNTER | Saia mech. counter | PV |  | 71926
1.07.002 | [COUNTER | Saia mech. batchcounter | PV |  | 71926
1.07.003 | [COUNTER | Saia electr. batchcounter | PV |  | 71926
1.07.004 | [MOUNTING SE | Saia mounting set 48x48mm | PV |  | 71926
1.07.005 | [COUNTER | Saia electr. counter | PV |  | 71926
1.08.001 | [DVM | Brose DVM 3.5 digit 220V 0-20V | PV |  | 72201
1.08.002 | [DVM | Brose DVM 3.5 digit 110V 0-20V | PV |  | 72201
1.08.003 | [DVM | Brose DVM 3.5digit 220V 4-20mA | PV |  | 72201
1.08.004 | [DVM | Brose DVM 3.5digit 110V 4-20mA | PV |  | 72201
1.08.005 | [DVM | Brose DVM 3.5 digit 5V 0-10V | PV |  | 72201
1.08.006 | [DVM | Brose DVM 3.5 digit 5V 0-20V | PV |  | 72201
1.08.007 | [DVM | digital panel meter 0-5V/1000 | PV
1.08.008 | [DVM | digital panel meter 0-10V/1000 | PV
1.08.010 | [DVM | DVM | PV |  | 99999
1.08.011 | [DVM | DVM | PV
1.08.012 | [DVM AGB | AGB DVM 31 black 5VDC/1000 | PV |  | 72204
1.08.013 | [DVM AGB | AGB DVM 31 black 24VDC/1000 | PV |  | 72204
1.09.001 | [CONN LOCKIN | connectorlocking female | PV |  | 70111
1.09.002 | [CONN LOCKIN | connectorlocking male | PV |  | 70111
1.09.003 | [CONN 09-PIN | housing 9-pin D-connector | PV |  | 70111
1.09.004 | [ | not used | NONE
1.09.006 | [ | not used | NONE
1.09.007 | [CONN 03-PIN | Binder 3-pin male conn. gold | PV |  | 70911
1.09.008 | [CONN 03-PIN | Binder 3-pin female conn. gold | PV |  | 70911
1.09.009 | [CONN 05-PIN | Binder 5-pin male conn. gold | PV |  | 70911
1.09.010 | [CONN 05-PIN | Binder 5-pin female conn. gold | PV |  | 70911
1.09.011 | [CONN 08-PIN | Binder 8-pin male conn. gold | PV |  | 70912
1.09.012 | [CONN 08-PIN | Binder 8-pin female conn. gold | PV |  | 70912
1.09.013 | [CONN MAINS | mains inlet connector | PV |  | 71801
1.09.014 | [ | not used | NONE
1.09.015 | [ | not used | NONE
1.09.017 | [ | not used | NONE
1.09.023 | [CONN 32-PIN | 32-pin DIN41612 male connector | PV |  | 70901
1.09.024 | [CONN 32-PIN | 32-pin DIN41612 female conn. | PV |  | 70901
1.09.027 | [CONN SOCKET | socket for Euro-coil F-002 | PV |  | 72203
1.09.028 | [CONN EDGE | card-edge connector | PV |  | 70111
1.09.029 | [CONN KEY | keying plug card-edge conn. | PV |  | 70111
1.09.030 | [CONN CONTAC | crimp contact card-edge conn. | PV |  | 70111
1.09.031 | [CONN 01-PIN | female connector for IP2 | PV |  | 72006
1.09.032 | [CONN 09-PIN | junction shell 9-pin D-conn. | PV |  | 70905
1.09.036 | [CONN 15-PIN | housing 15-pin D-connector | PV |  | 70905
1.09.037 | [CONN EDGE | Hartmann connector A12-LS | PV |  | 71801
1.09.038 | [CONN 09-PIN | metal housing 9-pin D-conn. | PV
1.09.039 | [CONN EDGE | flatcable card-edge connector | PV |  | 70111
1.09.040 | [CONN 03-PIN | AMP 3-pin connector housing | PV |  | 70111
1.09.041 | [CONN 04-PIN | AMP 4-pin connector housing | PV |  | 70111
1.09.042 | [CONN 06-PIN | AMP 6-pin connector housing | PV |  | 70111
1.09.043 | [CONN 08-PIN | AMP 8-pin connector housing | PV |  | 70111
1.09.044 | [CONN 12-PIN | AMP 12-pin connector housing | PV |  | 70111
1.09.045 | [CONN 03-PIN | AMP 3-pin header | PV |  | 70111
1.09.046 | [CONN 04-PIN | AMP 4-pin header | PV |  | 70111
1.09.047 | [CONN 06-PIN | AMP 6-pin header | PV |  | 70111
1.09.048 | [CONN 08-PIN | AMP 8-pin header | PV |  | 70111
1.09.049 | [CONN 12-PIN | AMP 12-pin header | PV |  | 70111
1.09.050 | [CONN SLOT | AMP connector slot for housing | PV |  | 70111
1.09.051 | [CONN CONTAC | AMP crimp contact modu-IV | PV |  | 70111
1.09.052 | [CONN SOCKET | socket for Euro-coil F-001 | PV |  | 72203
1.09.054 | [CONN 32-PIN | DIN41612 conn. Ex-proof | PV
1.09.055 | [CONN CONTAC | crimp contact Ex-proof | PV
1.09.056 | [CONN KEY | flatcable connector key | PV |  | 70111
1.09.057 | [CONN SHUNT | open top shunt 2.54mm | PV |  | 70901
1.09.058 | [CONN PHOENI | Phoenix male conn. gold plated | PV |  | 71638
1.09.059 | [CONN PHOENI | Phoenix fem. conn. gold plated | PV |  | 71638
1.09.060 | [CONN CONTAC | Relimate contact gold plated | PV |  | 70505
1.09.061 | [CONN 03-PIN | Relimate 3-pin header straight | PV |  | 71203
1.09.062 | [CONN 03-PIN | Relimate 3-pin housing black | PV |  | 70505
1.09.063 | [CONN DVM | DVM connector Brose | PV |  | 72201
1.09.064 | [CONN BNC | BNC socket female insulated | PV |  | 72006
1.09.065 | [CONN BNC | BNC plug male insulated | PV |  | 72006
1.09.068 | [CONN 25-PIN | housing 25-pin D-connector | PV |  | 70901
1.09.072 | [CONN SOCKET | testsocket | PV |  | 71109
1.09.074 | [CONN 37-PIN | 37-pin D-connector male | PV |  | 70901
1.09.075 | [CONN 37-PIN | 37-pin D-connector female | PV |  | 70901
1.09.076 | [CONN 37-PIN | housing 37-pin D-connector | PV |  | 70901
1.09.077 | [CONN 09-PIN | housing 9-pin D-conn. black | PV |  | 70901
1.09.078 | [CONN 05-PIN | Relimate 5-pin housing black | PV |  | 70505
1.09.082 | [CONN 01-PIN | solder connector for CKG366 | PV |  | 71200
1.09.083 | [CONN 48-PIN | DIN41612 connector body F-type | PV |  | 70901
1.09.084 | [CONN CONTAC | spring contact for DIN41612F | PV |  | 70901
1.09.085 | [ | = 1.09.016 | NONE
1.09.086 | [ | = 1.09.016 | NONE
1.09.087 | [CONN 09-PIN | metal housing 9-pin D-conn. | PV |  | 70901
1.09.088 | [CONN 04-PIN | Amphenol 4-pin male connector | PV |  | 70545
1.09.091 | [CONN 07-PIN | Amphenol 7-pin female conn. | PV |  | 70545
1.09.092 | [CONN 04-PIN | Amphenol 4-pin male chassispl. | PV |  | 70545
1.09.093 | [CONN 07-PIN | Amphenol 7-pin male chassispl. | PV |  | 70545
1.09.095 | [CONN 07-PIN | Amphenol 7-pin female chassisp | PV |  | 70545
1.09.097 | [CONN SOCKET | euro cable socket | PV |  | 71801
1.09.100 | [CONN 09-PIN | 9-pin D-conn female receptacle | PV |  | 70111
1.09.101 | [CONN 05-PIN | Relimate 5-pin header straight | PV |  | 70505
1.09.102 | [CONN 03-PIN | Relimate 3-pin header angle | PV |  | 70505
1.09.103 | [CONN MAINS | mains inlet conn. with switch | PV |  | 71801
1.09.104 | [CONN 07-PIN | AMP 7-pin connector housing | PV |  | 70111
1.09.105 | [CONN 07-PIN | AMP 7-pin header | PV |  | 70111
1.09.106 | [CONN 15-PIN | housing 15-pin D-conn. black | PV |  | 70901
1.09.107 | [CONN 15-PIN | metal housing 15-pin D-conn. | PV |  | 70901
1.09.108 | [CONN 20-PIN | 20-pin HE14-header straight | PV |  | 70901
1.09.109 | [CONN 09-PIN | 9-pin D-conn female receptacle | PV |  | 70901
1.09.110 | [CONN 15-PIN | 15-pin D-conn fem. receptacle | PV |  | 70901
1.09.112 | [CONN WECO | Weco faston block 444BLF/5 | PV |  | 72204
1.09.113 | [CONN 16-PIN | DIN41612 connector body M-type | PV |  | 70901
1.09.114 | [CONN CONTAC | high current contact | PV |  | 70901
1.09.115 | [CONN MAINS | Feller mains entry with filter | PV
1.09.116 | [CONN 02-PIN | 2-pin socket conn. single row | PV |  | 70901
1.09.117 | [CONN CONTAC | terminal for socket connector | PV |  | 70901
1.09.118 | [CONN 10-PIN | 10-pin shrouded header | PV |  | 70901
1.09.120 | [CONN FASTON | Klauke female faston 2.8x0.5mm | PV |  | 70545
1.09.121 | [CONN 32-PIN | 32-pin DIN41612 female conn. | PV |  | 70901
1.09.122 | [CONN 09-PIN | housing 9-pin D-conn. blue | PV |  | 70901
1.09.123 | [CONN MAINS | mains entry with filter | PV |  | 71803
1.09.124 | [CONN COVER | Lorlin piggyback conn.coverset | PV |  | 70513
1.09.130 | [CONN 26-PIN | 26-pin FL-header straight | PV |  | 70901
1.09.132 | [CONN 20-PIN | 20-pos CT housing | PV |  | 70901
1.09.133 | [CONN 26-PIN | 26-pos CT housing | PV |  | 70901
1.09.134 | [CONN POD | pod for single conn. applic. | PV |  | 70513
1.09.141 | [ | = 1.09.117 | NONE
1.09.143 | [ | = 1.09.261 | PV
1.09.154 | [CONN 06-PIN | 6-pin XLR connector female | PV |  | 70901
1.09.159 | [CONN 06-PIN | 6-pin XLR connector male | PV |  | 70901
1.09.161 | [CONN 09 PIN | 9-pin D-conn. male straight | PV |  | 70901
1.09.163 | [CONN PHOENI | Phoenix conn.GSMKDSN1,5/3-7,62 | PV |  | 71638
1.09.166 | [CONN 20-PIN | 20-pos CT housing | PV |  | 70901
1.09.167 | [CONN 26-PIN | 26-pos CT housing | PV |  | 70901
1.09.168 | [CONN CONTAC | CT terminal | PV |  | 70901
1.09.169 | [CONN 09-PIN | 9-pin D-conn.right angled male | PV |  | 70111
1.09.180 | [CONN 03-PIN | Datamate 3-pin header angle | PV |  | 70901
1.09.181 | [CONN 09-PIN | 9-pin D-conn.right angled male | PV |  | 70901
1.09.184 | [CONN CONTAC | Datamate CT terminal 22 AWG | PV |  | 70901
1.09.190 | [ | = 1.09.174 | NONE
1.09.193 | [CONN MAINS | Schaffner mains entry filtered | PV
1.09.194 | [CONN 15-PIN | 15-pin D-conn.female wire-wrap | PV |  | 70901
1.09.207 | [CONN 03-PIN | Methode 3-pin female housing | PV |  | 70901
1.09.208 | [CONN CONTAC | Methode female contact | PV |  | 70901
1.09.210 | [CONN 09-PIN | strain relief inner metal hous | PV |  | 70901
1.09.211 | [CONN 09-PIN | strain relief outer metal hous | PV |  | 70901
1.09.213 | [CONN 06-PIN | Harting housing 09300060301 | PV |  | 70545
1.09.214 | [CONN 06-PIN | Harting male conn. 09330062601 | PV |  | 70545
1.09.216 | [CONN 06-PIN | Harting female con.09330062701 | PV |  | 70545
1.09.217 | [CONN 06-PIN | Harting housing 09300060442 | PV |  | 70545
1.09.221 | [CONN 09-PIN | cover plug | PV |  | 70901
1.09.228 | [CONN BURKER | Bürkert connector for valve | PV |  | 70228
1.09.229 | [CONN SEAL | Electrovac glass-metal seal | PV |  | 70406
1.09.234 | [ | = 1.09.174 | NONE
1.09.237 | [CONN 09-PIN | cover 9-pin D-connector male | PV
1.09.240 | [CONN RJ45 | RJ45 end terminator | PV |  | 70911
1.09.247 | [CONN FASTON | male faston pcb tab 6.3x0.8 | PV |  | 70901
1.09.262 | [CONN SLEEVE | Klauke fork cable lug 4mm | PV |  | 70545
1.09.263 | [IC-SOCKET | IC-socket DIL4 gold plated | PV |  | 70901
1.09.264 | [IC-SOCKET | IC-socket DIL6 gold plated | PV |  | 70901
1.09.355 | [CONN 02-PIN | 2-pin pcb socket 2mm straight | PV |  | 70901
1.09.358 | [CONN 03-PIN | 3-pin header 2mm straight | PV |  | 70901
1.09.363 | [CONN 07-PIN | 7-pin pcb socket 2mm straight | PV |  | 70901
1.09.377 | [CONN 50-PIN | MTMM-150-08-G-S-275 header | PV |  | 70513
1.09.378 | [CONN 40-PIN | 2.54mm male header breakable | PV |  | 70901
1.09.405 | [CONN INLET | Schurter appliance inlet | PV |  | 71638
1.09.409 | [CONN 09-PIN | D-conn. adapter hood | PV |  | 70901
1.09.440 | [CONNECTOR | plug T/C mini K IM-K-M (IEC) | PV |  | 70605
1.09.441 | [CONNECTOR | socket T/C mini K IM-K-M (IEC) | PV |  | 70605
1.09.444 | [CONN M12 | FLOW-BUS M12 conn 5pol male | PV |  | 71224
1.09.453 | [CONN CONTAC | crimp contact gold plated TLT | PV |  | 70901
1.09.471 | [CONN 09-PIN | metal hous. 9p D right angled | PV |  | 70901
1.09.472 | [CONNECTOR M | Molex connector 2-pin 3069-02 | PV |  | 71946
1.09.481 | [CONN INSERT | Harting conn. female insert | PV |  | 71638
1.09.487 | [CONN RJ45 | Weidmuller RJ45 connector | PV |  | 70545
1.09.512 | [CONN 02-PIN | Wago connector 2 pin male | PV |  | 70545
1.09.513 | [CONN 02-PIN | Wago strain relief 2 pin | PV |  | 70545
1.09.560 | [CONNECTOR | Molex right angle modular jack | PV
1.09.568 | [CONN M8 | Phoenix M8 conn chassis fem 6p | PV |  | 70545
1.09.573 | [CONNECTOR | Conxall connector 7282-2SG-300 | PV |  | 70605
1.10.001 | [COIL F-001 | coil F-001 | PV |  | 72203
1.10.002 | [COIL F-002 | coil F-002 | PV |  | 72203
1.10.003 | [RELAY | pcb relay V23027-A0002-A101 | PV |  | 72006
1.10.004 | [COIL | coil class H 12VDC | PV |  | 72203
1.10.005 | [COIL | coil class H 12VDC | PV |  | 72203
1.10.006 | [COIL | coil class C | PV |  | 72203
1.10.007 | [COIL | coil Euro F-002 | PV |  | 72203
1.10.008 | [COIL | coil Euro F-001 | PV |  | 72203
1.10.010 | [COIL XA | coil code XA | PV |  | 71109
1.10.011 | [RELAY | pcb relay V23012-A0102-B004 | PV |  | 72006
1.10.012 | [RELAY | pcb relay V23012-A0105-B004 | PV |  | 72006
1.10.013 | [COIL IA | coil code IA | PV |  | 71109
1.10.015 | [COIL XB | Lucifer coil code XB | PV |  | 71600
1.10.016 | [RELAY | Omron pcb relay 12V LZNQ203 | PV |  | 72601
1.10.017 | [RELAY | Omron pcb relay 12V LZNQ403 | PV |  | 72601
1.10.024 | [COIL LA | coil LA black | PV | 0 | 71915
1.10.025 | [COIL LB | coil LB red | PV | 0 | 71915
1.10.027 | [RELAY | pcb relay V23105-A5003-A2001 | PV |  | 70727
1.10.029 | [COIL IC | Lucifer coil code IC | PV |  | 71600
1.10.035 | [COIL MODULA | coil modular valve | PV | 0 | 71005
1.10.036 | [COIL MODULA | coil modular valve 265O 24V | PV |  | 71005
1.10.071 | [COIL LG 15V | coil LG 15V yellow high temp. | PV |  | 70901
1.10.072 | [COIL LH 15V | coil LH 15V black high temp. | PV |  | 70901
1.10.075 | [COIL LI 24V | coil LI 24V red high temp. | PV |  | 70901
1.10.077 | [COIL | Asco coil | PV |  | 71005
1.11.001 | [ | not used | NONE
1.11.002 | [ | not used | NONE
1.11.003 | [PCB COUNTER | pcb counter | PV |  | 71203
1.11.004 | [PCB CONTROL | pcb controller | PV |  | 71203
1.11.005 | [PCB SERVO | pcb servo controller | PV |  | 71203
1.11.006 | [PCB FLOWCON | pcb flowcontroller american | PV |  | 71203
1.11.007 | [PCB RECTIFI | pcb rectifier | PV |  | 71203
1.11.008 | [PCB SOFTSTA | pcb soft start | PV |  | 71203
1.11.009 | [PCB FLOWCON | pcb flowcontroller Euro | PV |  | 71203
1.11.011 | [PCB FLOWCON | pcb flowcontroller Euro | PV |  | 71203
1.11.012 | [PCB AMPLIFI | pcb pre-amplifier | PV |  | 71203
1.11.013 | [PCB PRESSUR | pcb pressurecontroller Euro | PV |  | 71203
1.11.014 | [PCB SUPPLY | pcb power supply | PV |  | 71203
1.11.015 | [PCB REAR | pcb rearpanel | PV |  | 71203
1.11.016 | [PCB MOTHERB | pcb motherboard E-5000 | PV |  | 71203
1.11.017 | [PCB P-MOD | pcb P-module | PV |  | 71203
1.11.018 | [PCB A-MOD | pcb A-module | PV |  | 71203
1.11.019 | [PCB BURN-IN | pcb burn-in unit Binder conn. | PV |  | 71203
1.11.020 | [PCB FLOWCON | pcb flowcontroller Euro | PV |  | 71203
1.11.021 | [PCB REAR | pcb rearpanel E-5500 A/B-type | PV |  | 71203
1.11.022 | [PCB SUPPLY | pcb connection power supply | PV |  | 71203
1.11.023 | [PCB T-MOD | pcb T-module | PV |  | 71203
1.11.024 | [PCB MOTHERB | pcb motherboard nr.4 E-5000 | PV |  | 71203
1.11.025 | [PCB S1 | pcb S1-board | PV |  | 71203
1.11.026 | [PCB COUNTER | pcb delay circuit counter | PV |  | 71203
1.11.027 | [PCB REAR | pcb rearpanel E-5500 C/D-type | PV |  | 71203
1.11.028 | [PCB VALVE | pcb-set valve splitter | PV |  | 71203
1.11.029 | [PCB SWITCH | pcb switch adaptor E-5500 | PV |  | 71203
1.11.030 | [PCB REAR | pcb rearpanel E-5000 C/D-type | PV |  | 71203
1.11.031 | [PCB SETPOIN | pcb external setpoint adaptor | PV |  | 71203
1.11.032 | [PCB CALIBRA | pcb calibration tube contr. | PV |  | 71203
1.11.033 | [PCB INDUSTR | pcb Industrial MFM | PV |  | 71203
1.11.034 | [PCB FLOWCON | pcb flowcontroller american | PV |  | 71203
1.11.035 | [PCB TIMER | pcb timer | PV |  | 71203
1.11.036 | [PCB SWITCH | pcb switch | PV |  | 71203
1.11.037 | [PCB INTERFA | pcb interface | PV |  | 71203
1.11.038 | [PCB INTERFA | pcb interface C-64 | PV |  | 71203
1.11.039 | [PCB C10-MOD | pcb C10-module | PV |  | 71203
1.11.040 | [PCB P51-MOD | pcb P51-module | PV |  | 71203
1.11.041 | [PCB MOTHERB | pcb motherboard calibr. set | PV |  | 71203
1.11.042 | [PCB REAR | pcb rearpanel calibr. set | PV |  | 71203
1.11.043 | [PCB S2 | pcb S2-board | PV |  | 71203
1.11.044 | [ | not used | NONE
1.11.045 | [PCB FLOWCON | pcb flowcontroller american | PV |  | 71203
1.11.046 | [PCB TUBECON | pcb tube conn. panel A | PV |  | 71203
1.11.047 | [PCB TUBECON | pcb tube conn. panel B | PV |  | 71203
1.11.048 | [PCB REAR | pcb rear panel LH | PV |  | 71203
1.11.049 | [PCB INTERFA | pcb interface | PV |  | 71203
1.11.050 | [PCB P42-MOD | pcb P42-module | PV |  | 71203
1.11.051 | [PCB S22 | pcb S22-board | PV |  | 71203
1.11.052 | [PCB FLOWCON | pcb flowcontroller Euro | PV |  | 71203
1.11.053 | [PCB PRESSUR | pcb pressure controller | PV |  | 71203
1.11.054 | [PCB TEMP | pcb temp. calibration set | PV |  | 71203
1.11.055 | [PCB FLOWCON | pcb flowcontroller american | PV |  | 71203
1.11.056 | [PCB P-MOD | pcb P-module | PV |  | 71203
1.11.057 | [PCB LIQUID | pcb LIQUI-FLOW controller | PV |  | 71203
1.11.058 | [PCB HEATER | pcb Industrial heater | PV |  | 71203
1.11.059 | [PCB MATCH | pcb matching pressure sensor | PV |  | 71203
1.11.060 | [PCB DVM | pcb DVM | PV |  | 71203
1.11.061 | [PCB SINGLE | pcb single module connection | PV |  | 71203
1.11.062 | [PCB P-507 | pcb P-507 | PV |  | 71203
1.11.063 | [PCB SERVICE | pcb service module | PV |  | 71203
1.11.064 | [PCB T-MOD | pcb T-module | PV |  | 71203
1.11.065 | [PCB MOTHER | pcb motherboard nr.1 | PV |  | 71203
1.11.066 | [PCB MOTHER | pcb motherboard nr.3 | PV |  | 71203
1.11.067 | [PCB LIQUID | pcb LIQUI-FLOW controller | PV |  | 71203
1.11.068 | [PCB P53-MOD | pcb P53-module | PV |  | 71203
1.11.070 | [EURO CARD | euro card EU-3A | PV |  | 71801
1.11.071 | [PCB ADAPTOR | pcb adaptor SOD-14/DIL-14 | PV |  | 71203
1.11.072 | [PCB EX-PROO | pcb Ex-proof | PV |  | 71203
1.11.074 | [PCB C31-MOD | pcb C31-module | PV |  | 71203
1.11.075 | [PCB TESTER | pcb tester | PV |  | 71203
1.11.076 | [PCB BURN-IN | pcb burn-in module | PV |  | 71203
1.11.077 | [PCB MOTHERB | pcb motherboard burn-in unit | PV |  | 71203
1.11.078 | [PCB S6 | pcb S6-board | PV |  | 71203
1.11.079 | [PCB REAR | pcb rear panel E-5000 | PV |  | 71203
1.11.080 | [PCB REAR | pcb rearpanel E-5000 current | PV |  | 71203
1.11.081 | [PCB EX-PROO | pcb Ex-proof flowmeter | PV |  | 71203
1.11.083 | [PCB FLOWCON | pcb flowmeter Euro ADC | PV |  | 71203
1.11.084 | [PCB EX-PROO | pcb Ex-proof flowmeter Industr | PV |  | 71203
1.11.085 | [PCB REAR | pcb rearpanel calibration set | PV |  | 71203
1.11.086 | [PCB BOSCH | pcb Bosch-module | PV |  | 71203
1.11.087 | [PCB MFC IND | pcb MFC Industrial | PV |  | 71203
1.11.088 | [PCB COUNTER | pcb MFC Industrial counter | PV |  | 71203
1.11.089 | [PCB MFC IND | pcb MFC Industrial read-out | PV |  | 71203
1.11.090 | [PCB MFM IND | pcb MFM Industrial | PV |  | 71203
1.11.091 | [PCB EX-PROO | pcb MFM Ex-proof X100 | PV |  | 70412
1.11.092 | [PCB EX-PROO | pcb flowsensor Ex-proof 4-turn | PV |  | 71203
1.11.093 | [PCB DVM | pcb DVM | PV |  | 71203
1.11.094 | [PCB REAR | pcb rear panel E-5500 | PV |  | 71203
1.11.095 | [PCB I-MOD | pcb I-module | PV |  | 71203
1.11.096 | [PCB MFC EUR | pcb MFC Euro | PV |  | 71203
1.11.097 | [PCB V21-MOD | pcb V21-module | PV |  | 71203
1.11.098 | [PCB V10-MOD | pcb V10-module | PV |  | 71203
1.11.099 | [PCB S99-MOD | pcb S99-module | PV |  | 71203
1.11.100 | [PCB SINGLE | pcb single channel module | PV |  | 71203
1.11.101 | [PCB P-MOD | pcb P-module | PV |  | 71203
1.11.103 | [PCB BASF | pcb dual channel module BASF | PV |  | 71203
1.11.104 | [PCB U-MOD | pcb U-module | PV |  | 71203
1.11.105 | [PCB LASCAR | pcb Lascar DPM400 | PV |  | 71203
1.11.106 | [PCB KWU | pcb S99-module KWU | PV |  | 71203
1.11.107 | [PCB KWU | pcb D99-module KWU | PV |  | 71203
1.11.108 | [PCB KWU | pcb T99/1-module KWU | PV |  | 71203
1.11.109 | [PCB KWU | pcb T99/2-module KWU | PV |  | 71203
1.11.110 | [PCB KWU | pcb motherboard KWU | PV |  | 71203
1.11.113 | [PCB S6 | pcb S6-board | PV |  | 71203
1.11.114 | [PCB REAR | pcb rear panel single channel | PV |  | 71203
1.11.115 | [PCB C10-MOD | pcb C10-module | PV |  | 71203
1.11.116 | [PCB S6 | pcb S6-board | PV |  | 71203
1.11.117 | [PCB TESTER | pcb static tester | PV |  | 71203
1.11.118 | [PCB TESTER | pcb active tester | PV |  | 71203
1.11.119 | [PCB COMBI | pcb measuring part combi ASIC | PV |  | 71203
1.11.120 | [PCB COMBI | pcb controller part COMBI-FLOW | PV |  | 71203
1.11.121 | [PCB COMBI | pcb meas. part combi pressure | PV |  | 71203
1.11.122 | [PCB KEYBOAR | pcb keyboard/display E-6000 | PV |  | 71203
1.11.123 | [PCB AD/DA | pcb AD/DA module | PV |  | 71203
1.11.124 | [PCB MATRIX | pcb key matrix E-6000 | PV |  | 71203
1.11.125 | [PCB RS232 | pcb RS232 module | PV |  | 71203
1.11.126 | [PCB COMBI | pcb controller combi pressure | PV |  | 71203
1.11.127 | [PCB SINGLE | pcb single channel DC-version | PV |  | 71203
1.11.128 | [PCB VAW | pcb P39-module VAW | PV |  | 71203
1.11.129 | [PCB COMBI | pcb measuring part COMBI-FLOW | PV |  | 71203
1.11.130 | [PCB COMBI | pcb measuring part combi press | PV |  | 71203
1.11.131 | [PCB EL-FLOW | pcb EL-FLOW sensor | PV |  | 71203
1.11.132 | [PCB MFC EUR | pcb MFC Euro | PV |  | 71203
1.11.133 | [PCB MOTHER | pcb motherboard E-6000 | PV |  | 71700
1.11.134 | [PCB I/O | pcb I/O board | PV |  | 71203
1.11.135 | [PCB COMBI | pcb measuring part COMBI-FLOW | PV |  | 71203
1.11.136 | [PCB COMBI | pcb controller COMBI-FLOW | PV |  | 71203
1.11.137 | [PCB MFM IND | pcb MFM Industrial | PV |  | 71203
1.11.138 | [PCB MFM EUR | pcb MFM Euro | PV |  | 71203
1.11.139 | [PCB MFC AM | pcb MFC american | PV |  | 71203
1.11.140 | [ | not used | NONE
1.11.141 | [PCB MFC IND | pcb MFC Industrial | PV |  | 71203
1.11.142 | [ | not used | NONE
1.11.143 | [PCB TUBECAL | pcb safety/ID tubecal3 | PV |  | 71203
1.11.145 | [PCB TUBECAL | pcb rearpanel contr. tubecal3 | PV |  | 71203
1.11.146 | [PCB TUBECAL | pcb rearpan. Keithley tubecal3 | PV |  | 71203
1.11.147 | [PCB SINGLE | pcb single channel MFM Voltage | PV |  | 71203
1.11.148 | [PCB KEYBOAR | pcb keyboard/display E-6000 | PV |  | 71203
1.11.149 | [PCB LIQUI | pcb LIQUI-FLOW | PV |  | 71203
1.11.150 | [PCB DMFC IN | pcb digital MFC Industrial | PV |  | 71203
1.11.151 | [PCB MFC | pcb modular MFC | PV |  | 71203
1.11.152 | [PCB MFM | pcb modular MFC | PV |  | 71203
1.11.153 | [PCB C30-MOD | pcb C30-module | PV |  | 71203
1.11.154 | [PCB FISONS | pcb pressure controller Fisons | PV |  | 71203
1.11.156 | [PCB CALSYS3 | pcb manual set calsys3 | PV |  | 71203
1.11.157 | [PCB CONN L1 | connection pcb L1 | PV |  | 71634
1.11.158 | [PCB I-ADAPT | pcb I-adaptor | PV |  | 71203
1.11.159 | [PCB ADAPTOR | pcb adaptor 24V/15V | PV |  | 71203
1.11.160 | [PCB æP-MOD | pcb µP-module | PV |  | 71203
1.11.161 | [PCB DMFC EU | pcb digital MFC Euro | PV |  | 71203
1.11.163 | [PCB MFC EUR | pcb MFC Euro 24VDC 0(4)-20mA | PV |  | 71203
1.11.164 | [PCB E-7000 | pcb supply dig. single channel | PV |  | 71203
1.11.166 | [PCB PRESSUR | pcb pressure | PV |  | 71203
1.11.167 | [PCB FISONS | pcb adapter MFC Fisons | PV |  | 71700
1.11.170 | [PCB MFC EUR | pcb MFC Euro | PV |  | 71203
1.11.171 | [PCB MFC EUR | pcb MFC Euro 24VDC 0(4)-20mA | PV |  | 71203
1.11.172 | [PCB MFC AM | pcb MFC american | PV |  | 71203
1.11.175 | [PCB LIQUI | pcb LIQUI-FLOW | PV |  | 70727
1.11.176 | [PCB MFM EUR | pcb MFM Euro | PV |  | 70727
1.11.177 | [PCB MFC IN3 | pcb MFC Industrial | PV |  | 71203
1.11.178 | [PCB REAR | pcb internal rear panel U | PV |  | 71203
1.11.179 | [PCB FILTER | pcb EMC filter | PV |  | 71203
1.11.182 | [PCB REAR | pcb rear panel E-7000 4-chan. | PV |  | 71603
1.11.183 | [PCB MFM IND | pcb MFM Industrial | PV |  | 71203
1.11.185 | [PCB RS232 | pcb FB/RS232 converter | PV |  | 71203
1.11.188 | [PCB MFM | pcb MFM low cost | PV |  | 71203
1.11.189 | [PCB MFM | pcb MFM CRISTA | PV |  | 71203
1.11.191 | [PCB EURO FB | pcb Euro FLOW-BUS II | PV |  | 71203
1.11.192 | [PCB µP-MOD | pcb µP-module II | PV |  | 71203
1.11.194 | [PCB S9 | pcb S9 KWU | PV |  | 71203
1.11.196 | [FOIL SENSOR | sensor foil L30 | PV |  | 70519
1.11.198 | [PCB POWER | pcb power entry module | PV |  | 70901
1.11.199 | [PCB WFM 061 | pcb WFM 061 analog | PV |  | 71203
1.11.206 | [PCB CONVERT | Euro FLOW-BUS/Industrial conv. | PV |  | 71203
1.11.208 | [PCB D99 | pcb D99 module | PV |  | 71203
1.11.209 | [PCB LIQUI-F | pcb LIQUI-FLOW conv. module | PV |  | 71203
1.11.210 | [PCB CONVERT | pcb converter SO-8/DIL8 | PV |  | 71603
1.11.211 | [PCB CONVERT | pcb converter SO-14/DIL14 | PV |  | 71603
1.11.212 | [PCB CONVERT | pcb converter SO-16/DIL16 | PV |  | 71603
1.11.216 | [PCB LA TEST | pcb test meas. part LA sensor | PV |  | 71203
1.11.218 | [PCB MFC LA | pcb MFC LA | PV |  | 71203
1.11.219 | [PCB RS-485 | pcb RS-485 signal tester | PV |  | 71203
1.11.221 | [PCB MBC1 | pcb Euro MBC-I | PV |  | 72010
1.11.225 | [PCB PB INTE | pcb PROFIBUS interface | PV |  | 72010
1.11.227 | [PCB | pcb internal test equipment | PV |  | 71203
1.11.228 | [PCB MFM IN4 | pcb MFM Ind. IV single supply | PV |  | 70727
1.11.229 | [PCB MFC IND | pcb MFC Ind. IV single supply | PV |  | 70727
1.11.231 | [PCB OEM2 | pcb OEM II pressure | PV |  | 70616
1.11.235 | [PCB THERMO | pcb thermometer 0-100C | PV
1.11.238 | [PCB LIQUI | pcb LIQUI-FLOW IV | PV
1.11.240 | [PCB I/O ADJ | pcb connection I/O adjuster | PV
1.11.241 | [PCB MINIFLO | pcb miniflow sensor | PV
1.11.243 | [PCB LA | pcb LA Low - Flow | PV
1.11.244 | [PCB HOT WIR | pcb Hot wire | PV
1.11.245 | [PCB CONVERT | pcb I instr0-20=>U readout 0-5 | PV
1.11.246 | [PCB HOT WIR | pcb bridge MBC Hot wire | PV
1.11.247 | [PCB LA | pcb LA low-flow linearisation | PV
1.11.249 | [SENSOR L30 | L30 copperfoil shorted | PV |  | 71876
1.11.254 | [PCB MICRO | pcb micro EPC NOVA sens. | PV |  | 70536
1.11.255 | [PCB MICRO | pcb main Micro EPC | PV
1.11.256 | [PCB MICRO | pcb front-end chip flowsensor | PV |  | 71876
1.11.257 | [PCB MICRO | pcb frontend press sens scc100 | PV
1.11.261 | [PCB CORI | pcb mini CORI-FLOW M1X sensor | PV
1.11.263 | [PCB ATEX | pcb M12 ATEX transient protect | PV |  | 71603
1.11.265 | [PCB D-6200 | M+W pcb D-6200 MFM/MFC digital | PV
1.11.270 | [PCB CHIPFLO | pcb low cost chip flow | PV
1.11.276 | [PCB CHIPFLO | pcb battery chip flow | PV |  | 0
1.11.277 | [PCB CHIPFLO | pcb modular chipflow | PV
1.11.285 | [PCB IQ+ | pcb IQ+ entry board | PV
1.11.286 | [PCB IQ+ | pcb IQ+ 3-fold I/O board | PV
1.11.287 | [PCB IQ+ | pcb IQ+ flowsensor | PV
1.11.288 | [PCB IQ+ | pcb IQ+ capillair | PV
1.11.289 | [PCB | pcb 85-265 Vac to 12Vdc | PV
1.11.290 | [PCB | pcb sensor 3x3 chip | PV
1.11.291 | [PCB | pcb sensor 3x3 chipholder | PV
1.11.292 | [PCB INTERFA | pcb LONWORKS interface M12 | PV
1.11.294 | [PCB | pcb 9-14V to 3.3V,1A | PV
1.11.295 | [PCB | pcb 12V to 15V,1A | PV
1.11.296 | [PCB | pcb 12V to 5V,1A | PV
1.11.297 | [PCB | pcb USB RS232 interface | PV
1.11.299 | [PCB | pcb Flownet Interface RJ-45 | PV
1.11.302 | [PCB | pcb universal contr. APP/GCR | PV
1.11.303 | [PCB | pcb sensor/actuators APP | PV
1.11.304 | [PCB | pcb sensor/actuators GCR | PV
1.11.306 | [PCB | pcb CEM powerunit | PV
1.11.312 | [PCB | pcb peek L20 sensor | PV
1.11.313 | [PCB IQ++ | pcb IQ++ | PV |  | 70536
1.11.315 | [PCB BRIGHT | pcb BRIGHT | PV |  | 70727
1.11.319 | [PCB ETHERCA | pcb EtherCAT interconn. cable | PV
1.11.332 | [PCB IQM | pcb IQM shut-off | PV
1.11.349 | [PCB BENCH | pcb testbench switch | PV
1.11.350 | [PCB M1X | pcb M1x opto transmitter | PV
1.11.351 | [PCB M1X | pcb M1x opto receiver | PV
1.11.357 | [PCB CORI | pcb flex M10 sensor | PV |  | 71707
1.12.005 | [POTMETER | Bourns potm. 5k 1-turn | PV |  | 72006
1.12.006 | [POTMETER | Bourns potm. 1M 25-turn | PV |  | 72006
1.12.008 | [POTMETER | Bourns potm. 5k 25-turn | PV |  | 72006
1.12.009 | [POTMETER | Bourns potm. 1M 25-turn | PV |  | 72006
1.12.010 | [POTMETER | Bourns potm. 50k 25-turn | PV |  | 72006
1.12.011 | [POTMETER | Bourns potm. 500k 25-turn | PV |  | 72006
1.12.012 | [POTMETER | Bourns potm. 500E 25-turn | PV |  | 72006
1.12.013 | [POTMETER | Bourns potm. 500E 15-turn | PV |  | 72006
1.12.014 | [POTMETER | Bourns potm. 5K 15-turn | PV |  | 72006
1.12.015 | [POTMETER | Bourns potm. 50K 15-turn | PV |  | 72006
1.12.016 | [POTMETER | Bourns potm. 500k 15-turn | PV |  | 72006
1.12.017 | [POTMETER | Bourns potm. 1M 15-turn | PV |  | 72006
1.12.018 | [POTMETER | Mentor pcb potentiometer 50K | PV |  | 70808
1.12.019 | [POTMETER | Bourns potm. 500k 25-turn | PV |  | 72006
1.12.020 | [POTMETER | Bourns potm. 50k 25-turn | PV |  | 72006
1.12.022 | [POTMETER | Bourns potm. 1K 15-turn | PV |  | 72006
1.12.023 | [POTMETER | Bourns potm. 100K 25-turn | PV |  | 72006
1.12.024 | [POTMETER | Bourns potm. 10K 15-turn | PV |  | 72006
1.12.025 | [POTMETER | Bourns potm. 100E 15-turn | PV |  | 72006
1.12.032 | [POTMETER | Sfernice mini cermet potm. 1M | PV |  | 71814
1.12.033 | [POTMETER | Sfernice mini cermet potm. 50k | PV |  | 71814
1.12.060 | [POTMETER | Bourns potm. 50k 1-turn | PV |  | 72006
1.12.061 | [POTMETER | Bourns potm. 500E 1-turn | PV |  | 72006
1.12.063 | [POTMETER | Bourns potm. 500k 1-turn | PV |  | 72006
1.12.065 | [POTMETER | Bourns potm. 1M 1-turn | PV |  | 72006
1.12.137 | [ | not used | NONE
1.13.001 | [KNOB | collet knob 6mm d26xh15 | PV |  | 70112
1.13.002 | [KNOB | Bourns 10-turns dial CT26-6A | PV |  | 72006
1.13.004 | [KNOB | collet knob black | PV |  | 72006
1.13.005 | [KNOB CAP | cap for collet knob black | PV |  | 72006
1.13.006 | [KNOB NUT | nut cover for collet knob | PV |  | 72006
1.14.001 | [ | not used | NONE
1.14.006 | [SWITCH TURN | 12-way turn switch 04-1124 | PV |  | 71801
1.14.011 | [SWITCH MAIN | Kautt&Bux mains voltage switch | PV |  | 71805
1.14.012 | [SWITCH PUSH | 10-way push button edge switch | PV |  | 71801
1.14.013 | [SWITCH SPAC | spacer for edge-switch | PV |  | 71801
1.14.014 | [SWITCH MOUN | mounting cheeks edge switch | PV |  | 71801
1.14.016 | [SWITCH PUSH | Mentor pushbuttonsw. with led | PV |  | 70808
1.14.017 | [SWITCH PUSH | Mentor 3-way toggle switch | PV |  | 70808
1.14.018 | [SWITCH TOGG | Mentor 2-way toggle switch | PV |  | 70808
1.14.019 | [SWITCH TOGG | 2-way toggle switch 250V 2A | PV |  | 71801
1.14.020 | [SWITCH TOGG | Mentor 2-way toggle switch | PV |  | 70808
1.14.021 | [SWITCH TOGG | Schroff 2-way toggle switch | PV |  | 71109
1.14.022 | [SWITCH TOGG | Schroff 2-way toggle switch | PV |  | 71109
1.14.023 | [SWITCH DIL | Erg DIL-switch 4-pole/2-way | PV |  | 71319
1.14.025 | [SWITCH TOGG | Schroff 3-way toggle switch | PV |  | 71109
1.14.026 | [SWITCH TOGG | Schroff 2-way toggle switch | PV |  | 71109
1.14.029 | [SWITCH DIL | Erg DIL-switch 2-pole/4-way | PV |  | 71319
1.14.030 | [SWITCH DIL | Erg DIL-switch 2-pole/2-way | PV |  | 71319
1.14.031 | [SWITCH DIL | Erg DIL-switch 3-pole/2-way | PV |  | 71319
1.14.039 | [SWITCH | Schurter membrane switch MCS18 | PV |  | 70605
1.14.040 | [SEALING KIT | sealing kit switch MCS18 | PV |  | 70605
1.14.042 | [SWITCH | Marquart 2-pole switch 20A | PV |  | 71638
1.14.048 | [ |  | PV
1.15.001 | [WIRE SOL.4 | equipment wire 0.4qmm black | PV |  | 71805
1.15.002 | [WIRE SOL.4 | equipment wire 0.4qmm brown | PV |  | 71805
1.15.003 | [WIRE SOL.4 | equipment wire 0.4qmm red | PV |  | 71805
1.15.004 | [WIRE SOL.4 | equipment wire 0.4qmm orange | PV |  | 71805
1.15.005 | [WIRE SOL.4 | equipment wire 0.4qmm yellow | PV |  | 71805
1.15.006 | [WIRE SOL.4 | equipment wire 0.4qmm green | PV |  | 71805
1.15.007 | [WIRE SOL.4 | equipment wire 0.4qmm blue | PV |  | 71805
1.15.008 | [WIRE SOL.4 | equipment wire 0.4qmm white | PV |  | 71805
1.15.009 | [WIRE SOL.4 | equipment wire 0.4qmm yel/grey | PV |  | 71805
1.15.010 | [WIRE SOL.4 | equipment wire 0.4qmm black/wh | PV |  | 71805
1.15.011 | [WIRE SOL.4 | equipment wire 0.4qmm red/whit | PV |  | 71805
1.15.012 | [WIRE SOL.4 | equipment wire 0.4qmm yel/whit | PV |  | 71805
1.15.013 | [WIRE SOL.4 | equipment wire 0.4qmm grey/whi | PV |  | 71805
1.15.014 | [CABLE LAPP | Lapp cable LiHCH 8x0.14qmm | PV |  | 70545
1.15.015 | [WIRE SOL.2 | equipment wire 0.2qmm black | PV |  | 71805
1.15.016 | [WIRE SOL.2 | equipment wire 0.2qmm brown | PV |  | 71805
1.15.017 | [WIRE SOL.2 | equipment wire 0.2qmm red | PV |  | 71805
1.15.018 | [WIRE SOL.2 | equipment wire 0.2qmm orange | PV |  | 71805
1.15.019 | [WIRE SOL.2 | equipment wire 0.2qmm yellow | PV |  | 71805
1.15.020 | [WIRE SOL.2 | equipment wire 0.2qmm green | PV |  | 71805
1.15.021 | [WIRE SOL.2 | equipment wire 0.2qmm blue | PV |  | 71805
1.15.022 | [WIRE SOL.2 | equipment wire 0.2qmm grey | PV |  | 71805
1.15.023 | [WIRE SOL.2 | equipment wire 0.2qmm white | PV |  | 71805
1.15.024 | [WIRE SOL.2 | equipment wire 0.2qmm ye/black | PV |  | 71805
1.15.025 | [WIRE SOL.2 | equipment wire 0.2qmm ye/brown | PV |  | 71805
1.15.026 | [WIRE SOL.2 | equipment wire 0.2qmm ye/green | PV |  | 71805
1.15.027 | [WIRE SOL.2 | equipment wire 0.2qmm yel/blue | PV |  | 71805
1.15.028 | [WIRE SOL.2 | equipment wire 0.2qmm yel/grey | PV |  | 71805
1.15.029 | [WIRE SOL.2 | equipment wire 0.2qmm wh/black | PV |  | 71805
1.15.030 | [WIRE SOL.2 | equipment wire 0.2qmm wh/green | PV |  | 71805
1.15.031 | [WIRE SOL.2 | equipment wire 0.2qmm whit/red | PV |  | 71805
1.15.032 | [WIRE SOL.2 | equipment wire 0.2qmm wh/viole | PV |  | 71805
1.15.033 | [WIRE SOL.2 | equipment wire 0.2qmm wh/orang | PV |  | 71805
1.15.034 | [WIRE SOL.2 | equipment wire 0.2qmm whi/grey | PV |  | 71805
1.15.035 | [WIRE SOL.2 | equipment wire 0.2qmm whi/blue | PV |  | 71805
1.15.036 | [WIRE SOL.2 | equipment wire 0.2qmm wh/brown | PV |  | 71805
1.15.037 | [CABLE LAPP | Lapp cable LiHCH 2x0.14qmm | PV |  | 70545
1.15.038 | [CABLE | cable EHE.A2PR 2x0.22qmm black | PV |  | 71801
1.15.040 | [POWER CORD | power cord with loose end 2m | PV |  | 71810
1.15.041 | [WIRE SOL.2 | equipment wire 0.2qmm pink | PV |  | 71805
1.15.042 | [WIRE SOL.2 | equipment wire 0.2qmm violet | PV |  | 71805
1.15.043 | [WIRE SOL.2 | equipment wire 0.2qmm natural | PV |  | 71805
1.15.044 | [WIRE SOL.2 | equipment wire 0.2qmm wh/yello | PV |  | 71805
1.15.045 | [CABLE LAPP | Lapp cable LiHCH 3x0.25qmm | PV |  | 70545
1.15.046 | [CABLE | cable LiYCY-CY 5x2x0.14qmm | PV |  | 71638
1.15.047 | [CABLE | cable LiFY-CB-Y 2x0.05qmm | PV |  | 70505
1.15.049 | [CABLE LAPP | Lapp cable LiHCH 8x0.25qmm | PV |  | 70901
1.15.050 | [CABLE LAPP | Lapp cable LiHCH 2x0.75qmm | PV |  | 70545
1.15.052 | [CABLE LAPP | Lapp cable CY-PiDY 4x2x0.25qmm | PV |  | 70545
1.15.054 | [CABLE LAPP | Lapp cable CY-PiDY 2x2x0.25qmm | PV |  | 70545
1.15.055 | [CABLE LAPP | Lapp cable LiHCH(TP) 3x2x0.25 | PV |  | 70545
1.15.063 | [CABLE | Filotex cable 2x0.08qmm black | PV
1.15.064 | [CABLE | Alcoflex LiYDY 2x0.08/0.8-2.2 | PV |  | 72601
1.15.071 | [CABLE | Alcoflex LiFYDY 2x0.05 black | PV |  | 72601
1.15.078 | [CABLE | Habia cable 2x0.08qmm black | PV |  | 70823
1.15.079 | [CABLE | Habia cable 2x0.08qmm black | PV |  | 70823
1.15.080 | [CABLE | Axon cable RS485 | PV |  | 70310
1.15.081 | [CABLE | Habia cable 2x0.05qmm black | PV |  | 70823
1.15.082 | [ | = 1.15.091 | NONE
1.15.100 | [CABLE ASSY | cable 25-pin D-male/male 1m | PV |  | 70911
1.15.101 | [CABLE ASSY | cable 25-pin D-male/fem. 1.8m | PV |  | 70911
1.15.102 | [CABLE LAPP | Lapp Silflex-SiHF cable 6x0.75 | PV |  | 70545
1.15.109 | [CABLE | RS485 cable | PV |  | 70310
1.15.122 | [CABLE LAPP | cable 140CY NYSLYCYO 5x2.5qmm | PV |  | 70545
1.15.136 | [CABLE LAPP | Lapp cable LiHCH 8x0.50qmm | PV |  | 70545
1.15.137 | [CABLE | cable 3x0.25qmm not shielded | PV |  | 99999
1.15.139 | [CABLE FLAT | flatcable AWG26 9-pos. | PV |  | 70901
1.15.142 | [ |  | NONE
1.15.144 | [ |  | NONE
1.15.155 | [CABLE LAPP | Lapp cable LiHCH 4x0.25qmm | PV |  | 70545
1.15.172 | [WIRE COPPER | copper wire 0.09mm Magnesol | PV |  | 71805
1.15.176 | [CABLE | cable T/C WK-302/25m (IEC) | PV |  | 70605
1.15.178 | [CABLE LAPP | Lapp cable LiHCH(TP) 3x2x0.50 | PV |  | 70545
1.15.180 | [CABLE FLAT | flatcable AWG28 9-pos. | PV |  | 70901
1.15.187 | [CABLE LAPP | Lapp cable LiHCH 5x0.25qmm | PV |  | 70545
1.15.191 | [CABLE LAPP | Lapp cable LiHCH 6x0.25qmm | PV |  | 70545
1.15.195 | [LAPP CABLE | Lapp cable LiHCH(TP) 2x2x0.25 | PV |  | 70545
1.16.001 | [POWER SUPPL | power supply +15V/-15V | PV |  | 71604
1.16.002 | [POWER SUPPL | power supply +24V/+15V/-15V | PV |  | 71604
1.16.003 | [POWER SUPPL | power supply +/-15V galv.seper | PV |  | 71604
1.16.004 | [POWER SUPPL | power supply 110/220VAC Bro-3 | PV |  | 71604
1.16.005 | [POWER SUPPL | power supply 110/220VAC Bro-2 | PV |  | 71604
1.16.006 | [POWER SUPPL | power supply ONBS 24V-1.35A | PV |  | 71604
1.16.007 | [POWER SUPPL | power supply 220/240VAC Bro-3 | PV |  | 71604
1.16.008 | [POWER SUPPL | power supply 220/240VAC Bro-4 | PV |  | 71604
1.16.009 | [POWER SUPPL | power supply 110/220/240 Bro-3 | PV |  | 71604
1.16.010 | [POWER SUPPL | power supply 110/220/240 Bro-4 | PV |  | 71604
1.16.011 | [POWER SUPPL | power supply 24VAC Bro-3 | PV |  | 71604
1.16.012 | [POWER SUPPL | power supply Bro-5 | PV |  | 71604
1.16.013 | [POWER SUPPL | power supply Bro-6 | PV |  | 71604
1.16.014 | [POWER SUPPL | power supply Bro-7 | PV |  | 71604
1.16.018 | [POWER SUPPL | power supply Bro-11 | PV |  | 71604
1.16.019 | [POWER SUPPL | power supply Bro-12 | PV | 0 | 99999
1.16.020 | [POWER SUPPL | power supply Bro-13 | PV |  | 71604
1.16.021 | [POWER SUPPL | power supply Bro-11 | PV | 0 | 99999
1.16.022 | [POWER SUPPL | power supply Bro-13 | PV |  | 71604
1.16.024 | [POWER SUPPL | Protek power supply 5V/15V/15V | PV |  | 71628
1.16.026 | [POWER SUPPL | Protek power supply 24V | PV |  | 71628
1.16.028 | [POWER SUPPL | power supply Bro-15 | PV
1.16.030 | [POWER SUPPL | power supply Bro-17 | PV | 0 | 99999
1.17.001 | [CAPACITOR F | capacitor MKT 220nF 630V | PV |  | 72006
1.17.002 | [ | = 1.33.018 | NONE
1.17.003 | [ | = 1.34.024 | NONE
1.17.005 | [ | = 1.37.074 | NONE
1.17.006 | [ | = 1.37.075 | NONE
1.17.007 | [ | not used | NONE
1.17.010 | [ | not used | NONE
1.17.011 | [ | not used | NONE
1.17.013 | [ | = 1.34.037 | NONE
1.17.014 | [CAPACITOR C | ceramic capacitor 100pF 100V | PV |  | 72006
1.17.016 | [CAPACITOR C | ceramic capacitor 820pF 100V | PV |  | 72006
1.17.017 | [CAPACITOR C | ceramic capacitor 1nF 100V | PV |  | 72006
1.17.018 | [CAPACITOR F | capacitor MKT 4.7nF 400V | PV |  | 72006
1.17.019 | [CAPACITOR F | capacitor MKT 47nF 250V | PV |  | 72006
1.17.020 | [CAPACITOR F | capacitor MKT 470nF 100V | PV |  | 72006
1.17.021 | [ | = 1.34.005 | NONE
1.17.022 | [ | = 1.34.042 | NONE
1.17.023 | [ | = 1.34.054 | NONE
1.17.024 | [ | = 1.34.057 | NONE
1.17.025 | [ | = 1.34.062 | NONE
1.17.026 | [ | = 1.33.015 | NONE
1.17.027 | [ | = 1.34.061 | NONE
1.17.028 | [ | = 1.34.059 | NONE
1.18.002 | [ | = 1.18.017 | NONE
1.18.005 | [ | not used | NONE
1.18.006 | [ | not used | NONE
1.18.008 | [FUSE 5X20 | ELU fuse 5x20mm slow 315mA | PV
1.18.011 | [FUSEHOLDER | Schroff fuseholder 5x20 front | PV |  | 71109
1.18.013 | [ | = 1.18.007 | NONE
1.18.014 | [FUSE 5X20 | ELU fuse 5x20mm slow 2A | PV |  | 71638
1.18.015 | [FUSE 5X20 | ELU fuse 5x20mm slow 3.15A | PV |  | 71638
1.18.019 | [FUSEHOLDER | fuseholder 5x20mm LAC3/15 | PV |  | 72006
1.18.020 | [FUSEHOLDER | cap for fuseholder LAC3/140 | PV |  | 72006
1.18.022 | [FUSE 5X20 | fuse selection 5x20mm | PV
1.18.023 | [FUSE THERM | Bourns thermal fuse 0.20A | PV |  | 72006
1.18.024 | [FUSE THERM | Bourns thermal fuse 0.25A | PV |  | 72006
1.18.025 | [FUSE THERM | Bourns thermal fuse 0.30A | PV |  | 72006
1.18.026 | [FUSE THERM | Bourns thermal fuse 0.40A | PV |  | 72006
1.18.027 | [FUSE THERM | Bourns thermal fuse 0.50A | PV |  | 72006
1.18.028 | [FUSE THERM | Bourns thermal fuse 0.65A | PV |  | 72006
1.18.029 | [FUSE THERM | Bourns thermal fuse 0.75A | PV |  | 72006
1.18.030 | [FUSE THERM | Bourns thermal fuse 0.90A | PV |  | 72006
1.18.031 | [FUSE THERM | Bourns thermal fuse 1.10A | PV |  | 72006
1.18.032 | [FUSE THERM | Bourns thermal fuse 1.35A | PV |  | 72006
1.18.033 | [FUSE THERM | Bourns thermal fuse 1.60A | PV |  | 72006
1.18.034 | [FUSE THERM | Bourns thermal fuse 1.85A | PV |  | 72006
1.18.035 | [FUSE THERM | Bourns thermal fuse 2.30A | PV |  | 72006
1.18.036 | [FUSE THERM | Bourns thermal fuse 2.50A | PV |  | 72006
1.18.037 | [FUSE THERM | Bourns thermal fuse 3.00A | PV |  | 72006
1.18.038 | [FUSE THERM | Bourns thermal fuse 4.00A | PV |  | 72006
1.18.039 | [FUSE THERM | Bourns thermal fuse 5.00A | PV |  | 72006
1.18.040 | [FUSE THERM | Bourns thermal fuse 6.00A | PV |  | 72006
1.18.041 | [FUSE THERM | Bourns thermal fuse 7.00A | PV |  | 72006
1.18.042 | [FUSE THERM | Bourns thermal fuse 8.00A | PV |  | 72006
1.18.046 | [FUSEHOLDER | fuseholder 5x20mm 10/16A | PV |  | 71638
1.18.047 | [FUSE 25A | GE install. fuse 25A | PV |  | 71638
1.18.049 | [FUSE 5X20 | ELU fuse 5x20mm slow 16A | PV |  | 71638
1.19.001 | [THERMISTOR | uni-curve thermistor 1000O | PV
1.19.002 | [ | not used | NONE
1.19.003 | [ | not used | NONE
1.19.004 | [VARISTOR | varistor Q69-X3050 | PV |  | 72006
1.19.005 | [VARISTOR | varistor smd SIOV-CU 4032K95G | PV |  | 72006
1.21.001 | [SOLDER | solder bar 60/40 tin/lead | PV |  | 71811
1.21.006 | [SPRAY | pcb lacquer 200ml | PV |  | 70523
1.21.007 | [SPRAY | contact cleaner 200ml | PV |  | 70523
1.21.008 | [SPRAY | plastic foam spray 200ml | PV |  | 70523
1.21.009 | [SPRAY | insulating spray 200ml | PV |  | 70523
1.21.010 | [SPRAY | freezer spray 200ml | PV |  | 70523
1.21.011 | [KNIFE | Erop scalpel knife type 23 | PV |  | 70523
1.21.012 | [ | = 9.08.010 | NONE
1.21.017 | [SILVER PAIN | conductive paint silver 40% | PV
1.21.018 | [FREON | cleaner Freon 25kg | CHEM |  | 71806
1.21.028 | [TAPE KAPTON | kapton tape 50um x 2mm | PV |  | 72002
1.21.030 | [SPRAY | printer spray 200ml | PV |  | 70523
1.21.031 | [SPRAY | contact spray WL 200ml | PV |  | 70523
1.21.032 | [SPRAY | fluid spray 200ml | PV |  | 70523
1.21.034 | [SPRAY | anti-static spray 200ml | PV |  | 70523
1.21.035 | [SPRAY | PTFE spray 200ml | PV |  | 70523
1.21.036 | [SPRAY | contact spray 200ml | PV |  | 70523
1.21.045 | [SOLDER WIR | Multicore solder wire 0.5mm | PV |  | 70727
1.21.046 | [SOLDER WIR | Multicore solder wire 1.0mm | PV |  | 70727
1.21.048 | [SOLDER WIR | Multicore solder wire 0.23mm | PV |  | 70727
1.22.001 | [PRESSURE SE | pressure sensor 1 bara | PV |  | 71103
1.22.002 | [PRESSURE SE | pressure sensor 2 bara | PV |  | 71103
1.22.003 | [PRESSURE SE | pressure sensor 10 bara | PV |  | 71103
1.22.004 | [PRESSURE SE | pressure sensor 20 bara | PV |  | 71103
1.22.005 | [PRESSURE SE | pressure sensor 50 bara | PV |  | 71103
1.22.006 | [PRESSURE SE | pressure sensor 100 bara | PV |  | 71103
1.22.007 | [PRESSURE SE | pressure sensor 200 bara | PV |  | 71103
1.22.008 | [PRESSURE SE | pressure sensor 400 bara | PV |  | 71103
1.22.009 | [PRESSURE SE | pressure sensor 2 bara | PV |  | 71103
1.22.010 | [PRESSURE SE | pressure sensor 10 bara | PV |  | 71103
1.22.011 | [PRESSURE SE | pressure sensor 100 bara | PV |  | 71103
1.22.013 | [PRESSURE SE | pressure sensor 1 barg | PV |  | 71103
1.22.014 | [PRESSURE SE | pressure sensor 10 barg | PV |  | 71103
1.22.015 | [PRESSURE SE | pressure sensor 100 barg | PV |  | 71103
1.22.016 | [PRESSURE SE | pressure sensor 4 barg | PV |  | 71103
1.22.017 | [PRESSURE SE | pressure sensor 0.1 barg | PV |  | 71103
1.22.018 | [PRESSURE SE | pressure sensor 5 barg | PV |  | 71103
1.22.019 | [PRESSURE SE | pressure sensor 0.1 bara | PV |  | 71103
1.22.022 | [PRESSURE SE | pressure sensor 5 bara | PV |  | 71103
1.22.023 | [PRESSURE SE | pressure sensor 5 barg | PV |  | 71103
1.22.024 | [PRESSURE SE | pressure sensor 10 barg | PV |  | 71103
1.22.025 | [PRESSURE SE | pressure sensor 20 bara | PV |  | 71103
1.22.026 | [PRESSURE SE | pressure sensor 0.2 bara | PV |  | 71103
1.22.027 | [PRESSURE SE | pressure sensor 0.2 barg | PV |  | 71103
1.22.028 | [PRESSURE SE | pressure sensor 2 barg | PV |  | 71103
1.22.029 | [PRESSURE SE | pressure sensor 20 barg | PV |  | 71103
1.22.030 | [PRESSURE SE | pressure sensor 0.2 bar diff. | PV
1.22.033 | [PRESSURE SE | pressure sensor 0.1 bara | PV |  | 71103
1.22.034 | [PRESSURE SE | pressure sensor 0.2 bara | PV |  | 71103
1.22.035 | [PRESSURE SE | pressure sensor 2 bara | PV
1.22.036 | [PRESSURE SE | pressure sensor 5 bara | PV |  | 71103
1.22.037 | [PRESSURE SE | pressure sensor 20 bara | PV |  | 71103
1.22.038 | [PRESSURE SE | pressure sensor 100 bara | PV |  | 71103
1.22.039 | [PRESSURE SE | pressure sensor 0.1 barg | PV |  | 71103
1.22.040 | [PRESSURE SE | pressure sensor 0.2 barg | PV |  | 71103
1.22.041 | [PRESSURE SE | pressure sensor 2 barg | PV |  | 71103
1.22.042 | [PRESSURE SE | pressure sensor 4 barg | PV |  | 71103
1.22.043 | [PRESSURE SE | pressure sensor 20 barg | PV |  | 71103
1.22.044 | [PRESSURE SE | pressure sensor Ex 250 mbara | PV |  | 70417
1.22.045 | [PRESSURE SE | pressure sensor Ex 400 mbara | PV |  | 70417
1.22.046 | [PRESSURE SE | pressure sensor Ex 600 mbara | PV |  | 70417
1.22.047 | [PRESSURE SE | pressure sensor Ex 1 bara | PV |  | 70417
1.22.048 | [PRESSURE SE | pressure sensor Ex 1.6 bara | PV |  | 0
1.22.049 | [PRESSURE SE | pressure sensor Ex 2.5 bara | PV |  | 70417
1.22.050 | [PRESSURE SE | pressure sensor Ex 4 bara | PV |  | 70417
1.22.051 | [PRESSURE SE | pressure sensor Ex 6 bara | PV |  | 70417
1.22.052 | [PRESSURE SE | pressure sensor Ex 10 bara | PV |  | 70417
1.22.053 | [PRESSURE SE | pressure sensor Ex 16 bara | PV |  | 70417
1.22.054 | [PRESSURE SE | pressure sensor Ex 25 bara | PV |  | 70417
1.22.055 | [PRESSURE SE | pressure sensor Ex 40 bara | PV |  | 70417
1.22.056 | [PRESSURE SE | pressure sensor Ex 60 bara | PV |  | 70417
1.22.057 | [PRESSURE SE | pressure sensor Ex 100 bara | PV |  | 70417
1.22.058 | [PRESSURE SE | pressure sensor Ex 160 bara | PV |  | 70417
1.22.059 | [PRESSURE SE | pressure sensor Ex 250 bara | PV |  | 70417
1.22.060 | [PRESSURE SE | pressure sensor Ex 400 bara | PV |  | 70417
1.22.061 | [PRESSURE SE | pressure sensor 5" WC diff. | PV |  | 70417
1.22.063 | [PRESSURE SE | Combi pressure sensor 2 bara | PV |  | 71103
1.22.064 | [PRESSURE SE | Combi pressure sensor 5 bara | PV |  | 71103
1.22.065 | [PRESSURE SE | Combi pressure sensor 20 bara | PV |  | 71103
1.22.066 | [PRESSURE SE | Combi pressure sensor 2 barg | PV |  | 71103
1.22.067 | [PRESSURE SE | Combi pressure sensor 4 barg | PV |  | 71103
1.22.068 | [PRESSURE SE | Combi pressure sensor 20 barg | PV |  | 71103
1.22.072 | [TAPE THERMO | thermopile tape | PV |  | 72002
1.22.073 | [PT100 SENSO | PT100 sensor silver wire | PV |  | 72017
1.22.076 | [THERMOSTAT | klixon thermostat | PV |  | 72018
1.22.077 | [PRESSURE SE | pressure sensor Ex 100 mbarg | PV |  | 70417
1.22.078 | [PRESSURE SE | pressure sensor Ex 160 mbarg | PV |  | 70417
1.22.079 | [PRESSURE SE | pressure sensor Ex 250 mbarg | PV |  | 70417
1.22.080 | [PRESSURE SE | pressure sensor Ex 400 mbarg | PV |  | 70417
1.22.081 | [PRESSURE SE | pressure sensor Ex 600 mbarg | PV |  | 70417
1.22.082 | [PRESSURE SE | pressure sensor Ex 1 barg | PV |  | 70417
1.22.083 | [PRESSURE SE | pressure sensor Ex 1.6 barg | PV |  | 70417
1.22.084 | [PRESSURE SE | pressure sensor Ex 2.5 barg | PV |  | 70417
1.22.085 | [PRESSURE SE | pressure sensor Ex 4 barg | PV |  | 70417
1.22.086 | [PRESSURE SE | pressure sensor Ex 6 barg | PV |  | 70417
1.22.087 | [PRESSURE SE | pressure sensor Ex 10 barg | PV |  | 70417
1.22.088 | [PRESSURE SE | pressure sensor Ex 16 barg | PV
1.22.089 | [PRESSURE SE | pressure sensor Ex 25 barg | PV |  | 70417
1.22.090 | [PRESSURE SE | pressure sensor Ex 40 barg | PV
1.22.091 | [PRESSURE SE | pressure sensor Ex 60 barg | PV |  | 70417
1.22.092 | [PRESSURE SE | pressure sensor Ex 100 barg | PV |  | 70417
1.22.093 | [PRESSURE SE | pressure sensor Ex 160 barg | PV |  | 70417
1.22.094 | [PRESSURE SE | pressure sensor Ex 250 barg | PV |  | 70417
1.22.095 | [PRESSURE SE | pressure sensor Ex 400 barg | PV |  | 70417
1.22.096 | [PT100 SENSO | PT100 sensor | PV |  | 70822
1.22.097 | [PRESSURE SE | pressure sensor 4 bar diff. | PV |  | 70313
1.22.098 | [PRESSURE SE | pressure sensor 7 bar diff. | PV |  | 70313
1.22.100 | [PRESSURE SE | pressure sensor 0..400 mbarg | PV |  | 70417
1.22.103 | [PRESSURE SE | Combi pressure sensor 100 bara | PV |  | 71103
1.22.104 | [TAPE THERMO | thermopile tape chord winding | PV |  | 72002
1.22.109 | [PROBE | thermo probe KMI/1.5x150 (IEC) | PV |  | 70605
1.22.122 | [PRESSURE SE | press.sens SCC 5psig SMT IQ+ | PV |  | 70543
1.22.140 | [PRESSURE SE | pressure sensor MSI 1000 psia | PV |  | 71009
1.23.001 | [CONN PHOENI | Phoenix terminal MBK-LOE | PV |  | 71638
1.23.002 | [CONN PHOENI | Phoenix rail NS15 drilled | PV |  | 71638
1.23.003 | [CONN PHOENI | Phoenix end stop E/MBK | PV |  | 71638
1.23.004 | [CONN PHOENI | Phoenix circuit seper. ATS/MBK | PV |  | 71638
1.23.005 | [CONN PHOENI | Phoenix circuit seper. ATP/MBK | PV |  | 71638
1.23.006 | [CONN PHOENI | Phoenix marker SK5/3.8:1-250 | PV |  | 71638
1.23.007 | [CONN PHOENI | Phoenix terminal MBK BU | PV |  | 71638
1.23.008 | [CONN PHOENI | Phoenix earth terminal MSLKG5 | PV |  | 71638
1.23.009 | [CONN PHOENI | Phoenix terminal UK2.5N | PV |  | 71638
1.23.010 | [ | = 1.23.009 | PV
1.23.011 | [CONN PHOENI | Phoenix protect.cover D-UK 2.5 | PV |  | 71638
1.23.012 | [CONN PHOENI | Phoenix fused terminal UK-SI | PV |  | 71638
1.23.013 | [CONN PHOENI | Phoenix rail NS32 drilled | PV |  | 71638
1.23.015 | [CONN PHOENI | Phoenix component box UEG 20 | PV |  | 71638
1.23.016 | [CONN PHOENI | Phoenix pcb P1-UEG | PV |  | 71638
1.23.017 | [CONN PHOENI | Phoenix marker BN WH | PV |  | 71638
1.23.018 | [CONN PHOENI | Phoenix marker ZB6 LGS:U-N | PV |  | 71638
1.23.019 | [CONN PHOENI | Phoenix marker ZB8 LGS:U-N | PV |  | 71638
1.23.020 | [CONN PHOENI | Phoenix marker ZB5 LGS:1-9 | PV |  | 71638
1.23.022 | [CONN PHOENI | Phoenix shunt EB 3-5 | PV |  | 71638
1.23.023 | [CONN PHOENI | Phoenix pcb terminal MKDS1.5/3 | PV |  | 71638
1.23.024 | [CONN PHOENI | Phoenix pcb terminal MKDS1.5/4 | PV |  | 71638
1.23.025 | [CONN PHOENI | Phoenix MDSTB 2.5/11-G1-5.08 | PV |  | 71638
1.23.026 | [CONN PHOENI | Phoenix connector DFK-2.8 | PV |  | 70545
1.23.028 | [CONN PHOENI | Phoenix distance part B/DFK | PV |  | 71638
1.23.029 | [CONN PHOENI | Phoenix synthetic cap PT/FS2.8 | PV |  | 71638
1.23.036 | [CONN PHOENI | Phoenix conn. GMSTBVA 2.5/3-G | PV |  | 71638
1.23.037 | [CONN PHOENI | Phoenix conn. GMSTB 2.5/3-ST | PV |  | 71638
1.24.005 | [ | not used | NONE
1.24.007 | [ | not used | NONE
1.24.008 | [CABLE CLIP | Skiffy strain relief clip | PV |  | 72207
1.24.011 | [SOLDER TAG | Binder solder tag M18 | PV |  | 70912
1.24.014 | [INSULATING | insulating set TO-220 | PV |  | 72006
1.24.015 | [CLIP LED | led-clip 5mm black | PV |  | 72006
1.24.016 | [DVM WINDOW | DVM window natural | PV |  | 70420
1.24.017 | [DVM WINDOW | DVM window natural/red | PV |  | 70420
1.24.018 | [COVER PLUG | Skiffy cover plug d17.2mm | PV |  | 72207
1.24.019 | [RAIL GUIDE | AKA guide rail 82-541.4 | PV |  | 71604
1.24.020 | [RAIL GUIDE | AKA guide rail lock 82-507.7 | PV |  | 71604
1.24.021 | [RAIL GUIDE | AKA metal guide rail D5-510 | PV |  | 71604
1.24.022 | [NUT POTMETE | Bourns nut for CT26-6A | PV |  | 70208
1.24.023 | [SWITCH SPAC | spacer for turn-switch 3.5mm | PV |  | 71801
1.24.024 | [ | = 1.24.056 | NONE
1.24.025 | [ | = 1.24.053 | NONE
1.24.026 | [DISTANCE PR | nylon dist.part d8x4.2x20mm | PV |  | 72207
1.24.027 | [WASHER M3 | nylon washer d7x3.2x1.4 | PV |  | 72207
1.24.028 | [SCREW SET | nylon screw M3x10 and nut M3 | PV |  | 70112
1.24.029 | [WIRING DUCT | Nowaplast wiring duct 25x25mm | PV |  | 71638
1.24.030 | [PLATE ALU | alu adh. plate 180x45x0.5mm | PV |  | 70606
1.24.031 | [PLATE ALU | alu adh. plate 55x45x0.5mm | PV |  | 70606
1.24.032 | [PLATE ALU | alu adh. plate 45x20x0.5mm | PV |  | 70606
1.24.033 | [ | = 3.03.027 | NONE
1.24.034 | [DISTANCE PR | distance part f/f M2.5x15 sw5 | PV |  | 72207
1.24.035 | [DISTANCE PR | distance part f/f M3x30 sw5 | PV |  | 72207
1.24.036 | [DISTANCE PR | distance part f/f M4x20 sw7 | PV |  | 72207
1.24.037 | [DISTANCE PR | distance part f/f M2.5x10 sw5 | PV |  | 72207
1.24.038 | [CONN FASTON | pcb terminal male faston 2.8mm | PV |  | 70901
1.24.039 | [HEAT SINK | heat sink TO-220 29K/W | PV |  | 72006
1.24.040 | [HEAT SINK | heat sink TO-5 44K/W | PV |  | 72006
1.24.042 | [NUT PG9 | Hummel nut PG9 grey | PV |  | 71638
1.24.043 | [CABLE GLAND | Hummel cable gland PG9 blue | PV |  | 71638
1.24.044 | [SPACER | Skiffy nylon pcb spacer M4x6 | PV |  | 72207
1.24.045 | [NUT 1587 M4 | nylon hex. cap nut DIN1587 M4 | PV |  | 72207
1.24.046 | [CABLE TIE | T&B cable tie 186x4.6 natural | PV |  | 71638
1.24.047 | [PLATE ALU | alu adh. plate 20x20x2mm black | PV |  | 70606
1.24.048 | [LED HOLDER | led-holder 5mm PLD51 d8.2mm | PV |  | 71801
1.24.049 | [CABLE GLAND | Hummel cable gland PG7 grey | PV |  | 71638
1.24.050 | [CABLE GLAND | Hummel cable gland PG11 black | PV |  | 71638
1.24.051 | [CABLE GLAND | Hummel cover plug PG9 black | PV |  | 71638
1.24.053 | [DISTANCE PR | distance part f/f M3x20 sw5 | PV |  | 72207
1.24.054 | [DISTANCE PR | distance part m/f M2.5x5 sw5 | PV |  | 72207
1.24.058 | [DISTANCE PR | distance part m/f M2.5x40 sw5 | PV |  | 72207
1.24.060 | [PCB HOLDER | Apra pcb-holder 240-401 | PV |  | 72204
1.24.061 | [GUIDE RAIL | guide rail for cassette | PV |  | 71109
1.24.062 | [DISTANCE PR | nylon dist.part d4x2.5x10mm | PV |  | 72207
1.24.063 | [DISTANCE PR | nylon dist.part d4x2.5x3mm | PV |  | 72207
1.24.064 | [DISTANCE PR | nylon dist.part d6x3x7.5mm | PV |  | 72207
1.24.067 | [GUIDE RAIL | universal guide rail 1m | PV |  | 71109
1.24.069 | [INSULATION | Tesamoll insulation tape 6mm | PV |  | 70100
1.24.073 | [HEAT SINK | heat sink TO-220 20K/W | PV |  | 72006
1.24.076 | [DISTANCE PR | distance part m/f M3x40 sw5 | PV |  | 72207
1.24.079 | [CABLE GLAND | Hummel cable gland PG11 grey | PV |  | 71638
1.24.085 | [HEAT SINK | Omron heat sink for relay | PV |  | 71331
1.24.087 | [FERRITE | ferrite 15-pin D-connector | PV |  | 70503
1.24.088 | [DISTANCE PR | distance part f/f M3x10 sw5 | PV |  | 72207
1.24.089 | [DISTANCE PR | distance part f/f M2.5x40 sw5 | PV |  | 72207
1.24.090 | [ | = 1.24.054 | PV
1.24.091 | [DISTANCE PR | distance part f/f M2.5x5 sw5 | PV |  | 72207
1.24.093 | [CABLE GLAND | Hummel cable gland PG21 | PV |  | 70545
1.24.094 | [DISTANCE PR | distance part f/f M2.5x18 sw5 | PV |  | 72207
1.24.095 | [DISTANCE PR | distance part f/f M2.5x12 sw5 | PV |  | 72207
1.24.102 | [PROTECTOR | edge protector | PV |  | 72207
1.24.103 | [RING CABLE | ring for foldbush | PV |  | 70901
1.24.105 | [FOLDBUSH | foldbush for coil cover | PV |  | 70901
1.24.106 | [DISTANCE PR | nylon dist.part d6x3x25mm | PV |  | 72207
1.24.118 | [O-RNG METAL | o-ring Ferrex mesh I.D.40,5 | PV |  | 70503
1.24.123 | [LED LENS | ledlens Cliplite moisture seal | PV |  | 71801
1.24.124 | [RING | retaining ring | PV |  | 71801
1.24.125 | [LIGHTPIPE | lightpipe lab. housing | PV |  | 70901
1.24.126 | [DISTANCE PR | distance part m/f M3x22 sw5 | PV |  | 72207
1.24.127 | [DISTANCE PR | distance part m/f M3x14 sw5 | PV |  | 72207
1.24.128 | [DISTANCE PR | distance part d6x3.2x15mm | PV |  | 72207
1.24.140 | [CABLE GLAND | Hummel cable gland M16x1.5 | PV |  | 70545
1.24.141 | [REDUCER M20 | Hummel brass reducer M20/M16 | PV |  | 70545
1.24.149 | [CABLE TIE | Thomas & Betts cable tie | PV |  | 70545
1.24.174 | [REDUCER | RST brass reducer NPT 1/2'xM12 | PV |  | 70545
1.24.178 | [DISTANCE PR | distance part d6x3.2x1mm | PV |  | 72207
1.24.195 | [DISTANCE PR | distance part m/f M3x25 sw5 | PV |  | 72207
1.24.202 | [DISTANCE PR | nylon dist.part d4x2.2x3mm | PV |  | 72207
1.24.209 | [DISTANCE PR | distance part d6x3.2x5mm | PV |  | 72207
1.26.002 | [DISPLAY LCD | Optrex liquid crystal display | PV |  | 71403
1.26.004 | [DISPLAY LCD | display MDLS16264-LV-G-LED-04G | PV |  | 70432
1.26.007 | [DISPLAY OLE | display OLED 256x64 yellow | PV |  | 70516
1.27.022 | [LAMP | TL-starter 4-80W | PV |  | 70545
1.29.153 | [RESISTOR MR | resistor Philips MRS-25 181E | PV |  | 72006
1.29.154 | [RESISTOR MR | resistor Philips MRS-25 181K | PV |  | 72006
1.29.155 | [RESISTOR MR | resistor Philips MRS-25 18E1 | PV |  | 72006
1.29.156 | [RESISTOR MR | resistor Philips MRS-25 18K1 | PV |  | 72006
1.29.157 | [RESISTOR MR | resistor Philips MRS-25 1E81 | PV |  | 72006
1.29.158 | [RESISTOR MR | resistor Philips MRS-25 1K81 | PV |  | 72006
1.30.003 | [RESISTOR MI | resistor minimelf 0204 100K | PV |  | 70808
1.30.005 | [RESISTOR MI | resistor minimelf 0204 10k0 | PV |  | 71373
1.30.007 | [RESISTOR MI | resistor minimelf 0204 1k00 | PV |  | 70808
1.30.008 | [RESISTOR MI | resistor minimelf 0204 1M00 | PV |  | 70808
1.30.027 | [RESISTOR MI | resistor minimelf 0204 110E | PV |  | 70808
1.30.028 | [RESISTOR MI | resistor minimelf 0204 110K | PV |  | 70808
1.30.060 | [RESISTOR MI | resistor minimelf 0204 12K4 | PV |  | 70808
1.30.070 | [RESISTOR MI | resistor minimelf 0204 130K | PV |  | 70808
1.30.074 | [RESISTOR MI | resistor minimelf 0204 1K30 | PV |  | 70808
1.30.086 | [RESISTOR MI | resistor minimelf 0204 1K37 | PV |  | 70808
1.30.106 | [RESISTOR MI | resistor minimelf 0204 150K | PV |  | 70808
1.30.107 | [RESISTOR MI | resistor minimelf 0204 15E0 | PV |  | 71373
1.30.123 | [RESISTOR MI | resistor minimelf 0204 162E | PV |  | 70808
1.30.142 | [RESISTOR MI | resistor minimelf 0204 174K | PV |  | 70808
1.30.152 | [RESISTOR MI | resistor minimelf 0204 1K78 | PV |  | 70808
1.30.153 | [RESISTOR MI | resistor minimelf 0204 181E | PV |  | 70808
1.30.154 | [RESISTOR MI | resistor minimelf 0204 181K | PV |  | 70808
1.30.155 | [RESISTOR MI | resistor minimelf 0204 18E1 | PV |  | 70808
1.30.156 | [RESISTOR MI | resistor minimelf 0204 18K1 | PV |  | 70808
1.30.157 | [RESISTOR MI | resistor minimelf 0204 1E81 | PV |  | 70808
1.30.158 | [RESISTOR MI | resistor minimelf 0204 1K81 | PV |  | 70808
1.30.160 | [RESISTOR MI | resistor minimelf 0204 182K | PV |  | 70808
1.30.170 | [RESISTOR MI | resistor minimelf 0204 1K87 | PV |  | 71946
1.30.177 | [RESISTOR MI | resistor minimelf 0204 200E | PV |  | 70808
1.30.178 | [RESISTOR MI | resistor minimelf 0204 200K | PV |  | 70808
1.30.179 | [RESISTOR MI | resistor minimelf 0204 20E0 | PV |  | 70808
1.30.194 | [RESISTOR MI | resistor minimelf 0204 2K10 | PV |  | 70808
1.30.231 | [RESISTOR MI | resistor minimelf 0204 249E | PV |  | 70808
1.30.234 | [RESISTOR MI | resistor minimelf 0204 24K9 | PV |  | 70808
1.30.236 | [RESISTOR MI | resistor minimelf 0204 2K49 | PV |  | 70808
1.30.284 | [RESISTOR MI | resistor minimelf 0204 3K01 | PV |  | 70808
1.30.302 | [RESISTOR MI | resistor minimelf 0204 3K24 | PV |  | 70808
1.30.306 | [RESISTOR MI | resistor minimelf 0204 33K2 | PV |  | 70808
1.30.314 | [RESISTOR MI | resistor minimelf 0204 3K40 | PV |  | 70808
1.30.318 | [RESISTOR MI | resistor minimelf 0204 34K8 | PV |  | 70808
1.30.333 | [RESISTOR MI | resistor minimelf 0204 374E | PV |  | 70808
1.30.350 | [RESISTOR MI | resistor minimelf 0204 3K92 | PV |  | 70808
1.30.395 | [RESISTOR MI | resistor minimelf 0204 47E5 | PV |  | 70808
1.30.398 | [RESISTOR MI | resistor minimelf 0204 4k75 | PV |  | 70808
1.30.405 | [RESISTOR MI | resistor minimelf 0204 499E | PV |  | 70808
1.30.406 | [RESISTOR MI | resistor minimelf 0204 499K | PV |  | 70808
1.30.410 | [RESISTOR MI | resistor minimelf 0204 4K99 | PV |  | 70808
1.30.416 | [RESISTOR MI | resistor minimelf 0204 5K11 | PV |  | 70808
1.30.424 | [RESISTOR MI | resistor minimelf 0204 536K | PV |  | 70808
1.30.440 | [RESISTOR MI | resistor minimelf 0204 5K62 | PV |  | 70808
1.30.444 | [RESISTOR MI | resistor minimelf 0204 57K6 | PV |  | 70808
1.30.482 | [RESISTOR MI | resistor minimelf 0204 6K65 | PV |  | 70808
1.30.483 | [RESISTOR MI | resistor minimelf 0204 681E | PV |  | 70808
1.30.486 | [RESISTOR MI | resistor minimelf 0204 68K1 | PV |  | 70808
1.30.491 | [RESISTOR MI | resistor minimelf 0204 69E8 | PV |  | 70808
1.30.507 | [RESISTOR MI | resistor minimelf 0204 750E | PV |  | 70808
1.30.508 | [RESISTOR MI | resistor minimelf 0204 750K | PV |  | 71373
1.30.510 | [RESISTOR MI | resistor minimelf 0204 75K0 | PV |  | 70808
1.30.524 | [RESISTOR MI | resistor minimelf 0204 7K87 | PV |  | 70808
1.30.530 | [RESISTOR MI | resistor minimelf 0204 8K06 | PV |  | 70808
1.30.534 | [RESISTOR MI | resistor minimelf 0204 82K5 | PV |  | 70808
1.30.539 | [RESISTOR MI | resistor minimelf 0204 84E5 | PV |  | 70808
1.30.567 | [RESISTOR MI | resistor minimelf 0204 953E | PV |  | 71946
1.30.610 | [RESISTOR MI | resistor minimelf 0204 2M21 | PV |  | 70808
1.30.643 | [RESISTOR MI | resistor minimelf 0204 4M75 | PV |  | 70808
1.30.681 | [RESISTOR MI | resistor minimelf 0204 4M75 | PV |  | 70808
1.31.003 | [RESISTOR060 | resistor metal film 0603 100K | PV |  | 70808
1.31.051 | [RESISTOR060 | resistor metal film 0603 121E | PV |  | 70808
1.31.178 | [RESISTOR060 | resistor metal film 0603 200K | PV |  | 70808
1.31.179 | [RESISTOR060 | resistor metal film 0603 20E0 | PV |  | 70808
1.31.200 | [RESISTOR060 | resistor metal film 0603 2K15 | PV |  | 70808
1.31.231 | [RESISTOR060 | resistor metal film 0603 249E | PV |  | 70727
1.31.352 | [RESISTOR060 | resistor metal film 0603 402K | PV |  | 70808
1.31.424 | [RESISTOR060 | resistor metal film 0603 536K | PV |  | 70808
1.31.524 | [RESISTOR060 | resistor metal film 0603 7K87 | PV |  | 70808
1.32.001 | [RESISTOR PH | resistor Philips RC01 000E | PV |  | 72006
1.32.002 | [RESISTOR PH | resistor Philips RC01 100E | PV |  | 72006
1.32.003 | [RESISTOR PH | resistor Philips RC01 100K | PV |  | 72006
1.32.004 | [RESISTOR PH | resistor Philips RC01 10E0 | PV |  | 72006
1.32.005 | [RESISTOR PH | resistor Philips RC01 10K0 | PV |  | 72006
1.32.006 | [RESISTOR PH | resistor Philips RC01 1E00 | PV |  | 72006
1.32.007 | [RESISTOR PH | resistor Philips RC01 1K00 | PV |  | 72006
1.32.008 | [RESISTOR PH | resistor Philips RC01 1M00 | PV |  | 72006
1.32.009 | [RESISTOR PH | resistor Philips RC01 102E | PV |  | 72006
1.32.010 | [RESISTOR PH | resistor Philips RC01 102K | PV |  | 72006
1.32.011 | [RESISTOR PH | resistor Philips RC01 10E2 | PV |  | 72006
1.32.012 | [RESISTOR PH | resistor Philips RC01 10K2 | PV |  | 72006
1.32.013 | [RESISTOR PH | resistor Philips RC01 1E02 | PV |  | 72006
1.32.014 | [RESISTOR PH | resistor Philips RC01 1K02 | PV |  | 72006
1.32.015 | [RESISTOR PH | resistor Philips RC01 105E | PV |  | 72006
1.32.016 | [RESISTOR PH | resistor Philips RC01 105K | PV |  | 72006
1.32.017 | [RESISTOR PH | resistor Philips RC01 10E5 | PV |  | 72006
1.32.018 | [RESISTOR PH | resistor Philips RC01 10K5 | PV |  | 72006
1.32.019 | [RESISTOR PH | resistor Philips RC01 1E05 | PV |  | 72006
1.32.020 | [RESISTOR PH | resistor Philips RC01 1K05 | PV |  | 72006
1.32.021 | [RESISTOR PH | resistor Philips RC01 107E | PV |  | 72006
1.32.022 | [RESISTOR PH | resistor Philips RC01 107K | PV |  | 72006
1.32.023 | [RESISTOR PH | resistor Philips RC01 10E7 | PV |  | 72006
1.32.024 | [RESISTOR PH | resistor Philips RC01 10K7 | PV |  | 72006
1.32.025 | [RESISTOR PH | resistor Philips RC01 1E07 | PV |  | 72006
1.32.026 | [RESISTOR PH | resistor Philips RC01 1K07 | PV |  | 72006
1.32.027 | [RESISTOR PH | resistor Philips RC01 110E | PV |  | 72006
1.32.028 | [RESISTOR PH | resistor Philips RC01 110K | PV |  | 72006
1.32.029 | [RESISTOR PH | resistor Philips RC01 11E0 | PV |  | 72006
1.32.030 | [RESISTOR PH | resistor Philips RC01 11K0 | PV |  | 72006
1.32.031 | [RESISTOR PH | resistor Philips RC01 1E10 | PV |  | 72006
1.32.032 | [RESISTOR PH | resistor Philips RC01 1K10 | PV |  | 72006
1.32.033 | [RESISTOR PH | resistor Philips RC01 113E | PV |  | 72006
1.32.034 | [RESISTOR PH | resistor Philips RC01 113K | PV |  | 72006
1.32.035 | [RESISTOR PH | resistor Philips RC01 11E3 | PV |  | 72006
1.32.036 | [RESISTOR PH | resistor Philips RC01 11K3 | PV |  | 72006
1.32.037 | [RESISTOR PH | resistor Philips RC01 1E13 | PV |  | 72006
1.32.038 | [RESISTOR PH | resistor Philips RC01 1K13 | PV |  | 72006
1.32.039 | [RESISTOR PH | resistor Philips RC01 115E | PV |  | 72006
1.32.040 | [RESISTOR PH | resistor Philips RC01 115K | PV |  | 72006
1.32.041 | [RESISTOR PH | resistor Philips RC01 11E5 | PV |  | 72006
1.32.042 | [RESISTOR PH | resistor Philips RC01 11K5 | PV |  | 72006
1.32.043 | [RESISTOR PH | resistor Philips RC01 1E15 | PV |  | 72006
1.32.044 | [RESISTOR PH | resistor Philips RC01 1K15 | PV |  | 72006
1.32.045 | [RESISTOR PH | resistor Philips RC01 118E | PV |  | 72006
1.32.046 | [RESISTOR PH | resistor Philips RC01 118K | PV |  | 72006
1.32.047 | [RESISTOR PH | resistor Philips RC01 11E8 | PV |  | 72006
1.32.048 | [RESISTOR PH | resistor Philips RC01 11K8 | PV |  | 72006
1.32.049 | [RESISTOR PH | resistor Philips RC01 1E18 | PV |  | 72006
1.32.050 | [RESISTOR PH | resistor Philips RC01 1K18 | PV |  | 72006
1.32.051 | [RESISTOR PH | resistor Philips RC01 121E | PV |  | 72006
1.32.052 | [RESISTOR PH | resistor Philips RC01 121K | PV |  | 72006
1.32.053 | [RESISTOR PH | resistor Philips RC01 12E1 | PV |  | 72006
1.32.054 | [RESISTOR PH | resistor Philips RC01 12K1 | PV |  | 72006
1.32.055 | [RESISTOR PH | resistor Philips RC01 1E21 | PV |  | 72006
1.32.056 | [RESISTOR PH | resistor Philips RC01 1K21 | PV |  | 72006
1.32.057 | [RESISTOR PH | resistor Philips RC01 124E | PV |  | 72006
1.32.058 | [RESISTOR PH | resistor Philips RC01 124K | PV |  | 72006
1.32.059 | [RESISTOR PH | resistor Philips RC01 12E4 | PV |  | 72006
1.32.060 | [RESISTOR PH | resistor Philips RC01 12K4 | PV |  | 72006
1.32.061 | [RESISTOR PH | resistor Philips RC01 1E24 | PV |  | 72006
1.32.062 | [RESISTOR PH | resistor Philips RC01 1K24 | PV |  | 72006
1.32.063 | [RESISTOR PH | resistor Philips RC01 127E | PV |  | 72006
1.32.064 | [RESISTOR PH | resistor Philips RC01 127K | PV |  | 72006
1.32.065 | [RESISTOR PH | resistor Philips RC01 12E7 | PV |  | 72006
1.32.066 | [RESISTOR PH | resistor Philips RC01 12K7 | PV |  | 72006
1.32.067 | [RESISTOR PH | resistor Philips RC01 1E27 | PV |  | 72006
1.32.068 | [RESISTOR PH | resistor Philips RC01 1K27 | PV |  | 72006
1.32.069 | [RESISTOR PH | resistor Philips RC01 130E | PV |  | 72006
1.32.070 | [RESISTOR PH | resistor Philips RC01 130K | PV |  | 72006
1.32.071 | [RESISTOR PH | resistor Philips RC01 13E0 | PV |  | 72006
1.32.072 | [RESISTOR PH | resistor Philips RC01 13K0 | PV |  | 72006
1.32.073 | [RESISTOR PH | resistor Philips RC01 1E30 | PV |  | 72006
1.32.074 | [RESISTOR PH | resistor Philips RC01 1K30 | PV |  | 72006
1.32.075 | [RESISTOR PH | resistor Philips RC01 133E | PV |  | 72006
1.32.076 | [RESISTOR PH | resistor Philips RC01 133K | PV |  | 72006
1.32.077 | [RESISTOR PH | resistor Philips RC01 13E3 | PV |  | 72006
1.32.078 | [RESISTOR PH | resistor Philips RC01 13K3 | PV |  | 72006
1.32.079 | [RESISTOR PH | resistor Philips RC01 1E33 | PV |  | 72006
1.32.080 | [RESISTOR PH | resistor Philips RC01 1K33 | PV |  | 72006
1.32.081 | [RESISTOR PH | resistor Philips RC01 137E | PV |  | 72006
1.32.082 | [RESISTOR PH | resistor Philips RC01 137K | PV |  | 72006
1.32.083 | [RESISTOR PH | resistor Philips RC01 13E7 | PV |  | 72006
1.32.084 | [RESISTOR PH | resistor Philips RC01 13K7 | PV |  | 72006
1.32.085 | [RESISTOR PH | resistor Philips RC01 1E37 | PV |  | 72006
1.32.086 | [RESISTOR PH | resistor Philips RC01 1K37 | PV |  | 72006
1.32.087 | [RESISTOR PH | resistor Philips RC01 140E | PV |  | 72006
1.32.088 | [RESISTOR PH | resistor Philips RC01 140K | PV |  | 72006
1.32.089 | [RESISTOR PH | resistor Philips RC01 14E0 | PV |  | 72006
1.32.090 | [RESISTOR PH | resistor Philips RC01 14K0 | PV |  | 72006
1.32.091 | [RESISTOR PH | resistor Philips RC01 1E40 | PV |  | 72006
1.32.092 | [RESISTOR PH | resistor Philips RC01 1K40 | PV |  | 72006
1.32.093 | [RESISTOR PH | resistor Philips RC01 143E | PV |  | 72006
1.32.094 | [RESISTOR PH | resistor Philips RC01 143K | PV |  | 72006
1.32.095 | [RESISTOR PH | resistor Philips RC01 14E3 | PV |  | 72006
1.32.096 | [RESISTOR PH | resistor Philips RC01 14K3 | PV |  | 72006
1.32.097 | [RESISTOR PH | resistor Philips RC01 1E43 | PV |  | 72006
1.32.098 | [RESISTOR PH | resistor Philips RC01 1K43 | PV |  | 72006
1.32.099 | [RESISTOR PH | resistor Philips RC01 147E | PV |  | 72006
1.32.100 | [RESISTOR PH | resistor Philips RC01 147K | PV |  | 72006
1.32.101 | [RESISTOR PH | resistor Philips RC01 14E7 | PV |  | 72006
1.32.102 | [RESISTOR PH | resistor Philips RC01 14K7 | PV |  | 72006
1.32.103 | [RESISTOR PH | resistor Philips RC01 1E47 | PV |  | 72006
1.32.104 | [RESISTOR PH | resistor Philips RC01 1K47 | PV |  | 72006
1.32.105 | [RESISTOR PH | resistor Philips RC01 150E | PV |  | 72006
1.32.106 | [RESISTOR PH | resistor Philips RC01 150K | PV |  | 72006
1.32.107 | [RESISTOR PH | resistor Philips RC01 15E0 | PV |  | 72006
1.32.108 | [RESISTOR PH | resistor Philips RC01 15K0 | PV |  | 72006
1.32.109 | [RESISTOR PH | resistor Philips RC01 1E50 | PV |  | 72006
1.32.110 | [RESISTOR PH | resistor Philips RC01 1K50 | PV |  | 72006
1.32.111 | [RESISTOR PH | resistor Philips RC01 154E | PV |  | 72006
1.32.112 | [RESISTOR PH | resistor Philips RC01 154K | PV |  | 72006
1.32.113 | [RESISTOR PH | resistor Philips RC01 15E4 | PV |  | 72006
1.32.114 | [RESISTOR PH | resistor Philips RC01 15K4 | PV |  | 72006
1.32.115 | [RESISTOR PH | resistor Philips RC01 1E54 | PV |  | 72006
1.32.116 | [RESISTOR PH | resistor Philips RC01 1K54 | PV |  | 72006
1.32.117 | [RESISTOR PH | resistor Philips RC01 158E | PV |  | 72006
1.32.118 | [RESISTOR PH | resistor Philips RC01 158K | PV |  | 72006
1.32.119 | [RESISTOR PH | resistor Philips RC01 15E8 | PV |  | 72006
1.32.120 | [RESISTOR PH | resistor Philips RC01 15K8 | PV |  | 72006
1.32.121 | [RESISTOR PH | resistor Philips RC01 1E58 | PV |  | 72006
1.32.122 | [RESISTOR PH | resistor Philips RC01 1K58 | PV |  | 72006
1.32.123 | [RESISTOR PH | resistor Philips RC01 162E | PV |  | 72006
1.32.124 | [RESISTOR PH | resistor Philips RC01 162K | PV |  | 72006
1.32.125 | [RESISTOR PH | resistor Philips RC01 16E2 | PV |  | 72006
1.32.126 | [RESISTOR PH | resistor Philips RC01 16K2 | PV |  | 72006
1.32.127 | [RESISTOR PH | resistor Philips RC01 1E62 | PV |  | 72006
1.32.128 | [RESISTOR PH | resistor Philips RC01 1K62 | PV |  | 72006
1.32.129 | [RESISTOR PH | resistor Philips RC01 165E | PV |  | 72006
1.32.130 | [RESISTOR PH | resistor Philips RC01 165K | PV |  | 72006
1.32.131 | [RESISTOR PH | resistor Philips RC01 16E5 | PV |  | 72006
1.32.132 | [RESISTOR PH | resistor Philips RC01 16K5 | PV |  | 72006
1.32.133 | [RESISTOR PH | resistor Philips RC01 1E65 | PV |  | 72006
1.32.134 | [RESISTOR PH | resistor Philips RC01 1K65 | PV |  | 72006
1.32.135 | [RESISTOR PH | resistor Philips RC01 169E | PV |  | 72006
1.32.136 | [RESISTOR PH | resistor Philips RC01 169K | PV |  | 72006
1.32.137 | [RESISTOR PH | resistor Philips RC01 16E9 | PV |  | 72006
1.32.138 | [RESISTOR PH | resistor Philips RC01 16K9 | PV |  | 72006
1.32.139 | [RESISTOR PH | resistor Philips RC01 1E69 | PV |  | 72006
1.32.140 | [RESISTOR PH | resistor Philips RC01 1K69 | PV |  | 72006
1.32.141 | [RESISTOR PH | resistor Philips RC01 174E | PV |  | 72006
1.32.142 | [RESISTOR PH | resistor Philips RC01 174K | PV |  | 72006
1.32.143 | [RESISTOR PH | resistor Philips RC01 17E4 | PV |  | 72006
1.32.144 | [RESISTOR PH | resistor Philips RC01 17K4 | PV |  | 72006
1.32.145 | [RESISTOR PH | resistor Philips RC01 1E74 | PV |  | 72006
1.32.146 | [RESISTOR PH | resistor Philips RC01 1K74 | PV |  | 72006
1.32.147 | [RESISTOR PH | resistor Philips RC01 178E | PV |  | 72006
1.32.148 | [RESISTOR PH | resistor Philips RC01 178K | PV |  | 72006
1.32.149 | [RESISTOR PH | resistor Philips RC01 17E8 | PV |  | 72006
1.32.150 | [RESISTOR PH | resistor Philips RC01 17K8 | PV |  | 72006
1.32.151 | [RESISTOR PH | resistor Philips RC01 1E78 | PV |  | 72006
1.32.152 | [RESISTOR PH | resistor Philips RC01 1K78 | PV |  | 72006
1.32.153 | [RESISTOR PH | resistor Philips RC01 181E | PV |  | 72006
1.32.154 | [RESISTOR PH | resistor Philips RC01 181K | PV |  | 72006
1.32.155 | [RESISTOR PH | resistor Philips RC01 18E1 | PV |  | 72006
1.32.156 | [RESISTOR PH | resistor Philips RC01 18K1 | PV |  | 72006
1.32.157 | [RESISTOR PH | resistor Philips RC01 1E81 | PV |  | 72006
1.32.158 | [RESISTOR PH | resistor Philips RC01 1K81 | PV |  | 72006
1.32.159 | [RESISTOR PH | resistor Philips RC01 182E | PV |  | 72006
1.32.160 | [RESISTOR PH | resistor Philips RC01 182K | PV |  | 72006
1.32.161 | [RESISTOR PH | resistor Philips RC01 18E2 | PV |  | 72006
1.32.162 | [RESISTOR PH | resistor Philips RC01 18K2 | PV |  | 72006
1.32.163 | [RESISTOR PH | resistor Philips RC01 1E82 | PV |  | 72006
1.32.164 | [RESISTOR PH | resistor Philips RC01 1K82 | PV |  | 72006
1.32.165 | [RESISTOR PH | resistor Philips RC01 187E | PV |  | 72006
1.32.166 | [RESISTOR PH | resistor Philips RC01 187K | PV |  | 72006
1.32.167 | [RESISTOR PH | resistor Philips RC01 18E7 | PV |  | 72006
1.32.168 | [RESISTOR PH | resistor Philips RC01 18K7 | PV |  | 72006
1.32.169 | [RESISTOR PH | resistor Philips RC01 1E87 | PV |  | 72006
1.32.170 | [RESISTOR PH | resistor Philips RC01 1K87 | PV |  | 72006
1.32.171 | [RESISTOR PH | resistor Philips RC01 196E | PV |  | 72006
1.32.172 | [RESISTOR PH | resistor Philips RC01 196K | PV |  | 72006
1.32.173 | [RESISTOR PH | resistor Philips RC01 19E6 | PV |  | 72006
1.32.174 | [RESISTOR PH | resistor Philips RC01 19K6 | PV |  | 72006
1.32.175 | [RESISTOR PH | resistor Philips RC01 1E96 | PV |  | 72006
1.32.176 | [RESISTOR PH | resistor Philips RC01 1K96 | PV |  | 72006
1.32.177 | [RESISTOR PH | resistor Philips RC01 200E | PV |  | 72006
1.32.178 | [RESISTOR PH | resistor Philips RC01 200K | PV |  | 72006
1.32.179 | [RESISTOR PH | resistor Philips RC01 20E0 | PV |  | 72006
1.32.180 | [RESISTOR PH | resistor Philips RC01 20K0 | PV |  | 72006
1.32.181 | [RESISTOR PH | resistor Philips RC01 2E00 | PV |  | 72006
1.32.182 | [RESISTOR PH | resistor Philips RC01 2K00 | PV |  | 72006
1.32.183 | [RESISTOR PH | resistor Philips RC01 205E | PV |  | 72006
1.32.184 | [RESISTOR PH | resistor Philips RC01 205K | PV |  | 72006
1.32.185 | [RESISTOR PH | resistor Philips RC01 20E5 | PV |  | 72006
1.32.186 | [RESISTOR PH | resistor Philips RC01 20K5 | PV |  | 72006
1.32.187 | [RESISTOR PH | resistor Philips RC01 2E05 | PV |  | 72006
1.32.188 | [RESISTOR PH | resistor Philips RC01 2K05 | PV |  | 72006
1.32.189 | [RESISTOR PH | resistor Philips RC01 210E | PV |  | 72006
1.32.190 | [RESISTOR PH | resistor Philips RC01 210K | PV |  | 72006
1.32.191 | [RESISTOR PH | resistor Philips RC01 21E0 | PV |  | 72006
1.32.192 | [RESISTOR PH | resistor Philips RC01 21K0 | PV |  | 72006
1.32.193 | [RESISTOR PH | resistor Philips RC01 2E10 | PV |  | 72006
1.32.194 | [RESISTOR PH | resistor Philips RC01 2K10 | PV |  | 72006
1.32.195 | [RESISTOR PH | resistor Philips RC01 215E | PV |  | 72006
1.32.196 | [RESISTOR PH | resistor Philips RC01 215K | PV |  | 72006
1.32.197 | [RESISTOR PH | resistor Philips RC01 21E5 | PV |  | 72006
1.32.198 | [RESISTOR PH | resistor Philips RC01 21K5 | PV |  | 72006
1.32.199 | [RESISTOR PH | resistor Philips RC01 2E15 | PV |  | 72006
1.32.200 | [RESISTOR PH | resistor Philips RC01 2K15 | PV |  | 72006
1.32.201 | [RESISTOR PH | resistor Philips RC01 221E | PV |  | 72006
1.32.202 | [RESISTOR PH | resistor Philips RC01 221K | PV |  | 72006
1.32.203 | [RESISTOR PH | resistor Philips RC01 22E1 | PV |  | 72006
1.32.204 | [RESISTOR PH | resistor Philips RC01 22K1 | PV |  | 72006
1.32.205 | [RESISTOR PH | resistor Philips RC01 2E21 | PV |  | 72006
1.32.206 | [RESISTOR PH | resistor Philips RC01 2K21 | PV |  | 72006
1.32.207 | [RESISTOR PH | resistor Philips RC01 226E | PV |  | 72006
1.32.208 | [RESISTOR PH | resistor Philips RC01 226K | PV |  | 72006
1.32.209 | [RESISTOR PH | resistor Philips RC01 22E6 | PV |  | 72006
1.32.210 | [RESISTOR PH | resistor Philips RC01 22K6 | PV |  | 72006
1.32.211 | [RESISTOR PH | resistor Philips RC01 2E26 | PV |  | 72006
1.32.212 | [RESISTOR PH | resistor Philips RC01 2K26 | PV |  | 72006
1.32.213 | [RESISTOR PH | resistor Philips RC01 232E | PV |  | 72006
1.32.214 | [RESISTOR PH | resistor Philips RC01 232K | PV |  | 72006
1.32.215 | [RESISTOR PH | resistor Philips RC01 23E2 | PV |  | 72006
1.32.216 | [RESISTOR PH | resistor Philips RC01 23K2 | PV |  | 72006
1.32.217 | [RESISTOR PH | resistor Philips RC01 2E32 | PV |  | 72006
1.32.218 | [RESISTOR PH | resistor Philips RC01 2K32 | PV |  | 72006
1.32.219 | [RESISTOR PH | resistor Philips RC01 237E | PV |  | 72006
1.32.220 | [RESISTOR PH | resistor Philips RC01 237K | PV |  | 72006
1.32.221 | [RESISTOR PH | resistor Philips RC01 23E7 | PV |  | 72006
1.32.222 | [RESISTOR PH | resistor Philips RC01 23K7 | PV |  | 72006
1.32.223 | [RESISTOR PH | resistor Philips RC01 2E37 | PV |  | 72006
1.32.224 | [RESISTOR PH | resistor Philips RC01 2K37 | PV |  | 72006
1.32.225 | [RESISTOR PH | resistor Philips RC01 243E | PV |  | 72006
1.32.226 | [RESISTOR PH | resistor Philips RC01 243K | PV |  | 72006
1.32.227 | [RESISTOR PH | resistor Philips RC01 24E3 | PV |  | 72006
1.32.228 | [RESISTOR PH | resistor Philips RC01 24K3 | PV |  | 72006
1.32.229 | [RESISTOR PH | resistor Philips RC01 2E43 | PV |  | 72006
1.32.230 | [RESISTOR PH | resistor Philips RC01 2K43 | PV |  | 72006
1.32.231 | [RESISTOR PH | resistor Philips RC01 249E | PV |  | 72006
1.32.232 | [RESISTOR PH | resistor Philips RC01 249K | PV |  | 72006
1.32.233 | [RESISTOR PH | resistor Philips RC01 24E9 | PV |  | 72006
1.32.234 | [RESISTOR PH | resistor Philips RC01 24K9 | PV |  | 72006
1.32.235 | [RESISTOR PH | resistor Philips RC01 2E49 | PV |  | 72006
1.32.236 | [RESISTOR PH | resistor Philips RC01 2K49 | PV |  | 72006
1.32.237 | [RESISTOR PH | resistor Philips RC01 255E | PV |  | 72006
1.32.238 | [RESISTOR PH | resistor Philips RC01 255K | PV |  | 72006
1.32.239 | [RESISTOR PH | resistor Philips RC01 25E5 | PV |  | 72006
1.32.240 | [RESISTOR PH | resistor Philips RC01 25K5 | PV |  | 72006
1.32.241 | [RESISTOR PH | resistor Philips RC01 2E55 | PV |  | 72006
1.32.242 | [RESISTOR PH | resistor Philips RC01 2K55 | PV |  | 72006
1.32.243 | [RESISTOR PH | resistor Philips RC01 261E | PV |  | 72006
1.32.244 | [RESISTOR PH | resistor Philips RC01 261K | PV |  | 72006
1.32.245 | [RESISTOR PH | resistor Philips RC01 26E1 | PV |  | 72006
1.32.246 | [RESISTOR PH | resistor Philips RC01 26K1 | PV |  | 72006
1.32.247 | [RESISTOR PH | resistor Philips RC01 2E61 | PV |  | 72006
1.32.248 | [RESISTOR PH | resistor Philips RC01 2K61 | PV |  | 72006
1.32.249 | [RESISTOR PH | resistor Philips RC01 267E | PV |  | 72006
1.32.250 | [RESISTOR PH | resistor Philips RC01 267K | PV |  | 72006
1.32.251 | [RESISTOR PH | resistor Philips RC01 26E7 | PV |  | 72006
1.32.252 | [RESISTOR PH | resistor Philips RC01 26K7 | PV |  | 72006
1.32.253 | [RESISTOR PH | resistor Philips RC01 2E67 | PV |  | 72006
1.32.254 | [RESISTOR PH | resistor Philips RC01 2K67 | PV |  | 72006
1.32.255 | [RESISTOR PH | resistor Philips RC01 274E | PV |  | 72006
1.32.256 | [RESISTOR PH | resistor Philips RC01 274K | PV |  | 72006
1.32.257 | [RESISTOR PH | resistor Philips RC01 27E4 | PV |  | 72006
1.32.258 | [RESISTOR PH | resistor Philips RC01 27K4 | PV |  | 72006
1.32.259 | [RESISTOR PH | resistor Philips RC01 2E74 | PV |  | 72006
1.32.260 | [RESISTOR PH | resistor Philips RC01 2K74 | PV |  | 72006
1.32.261 | [RESISTOR PH | resistor Philips RC01 280E | PV |  | 72006
1.32.262 | [RESISTOR PH | resistor Philips RC01 280K | PV |  | 72006
1.32.263 | [RESISTOR PH | resistor Philips RC01 28E0 | PV |  | 72006
1.32.264 | [RESISTOR PH | resistor Philips RC01 28K0 | PV |  | 72006
1.32.265 | [RESISTOR PH | resistor Philips RC01 2E80 | PV |  | 72006
1.32.266 | [RESISTOR PH | resistor Philips RC01 2K80 | PV |  | 72006
1.32.267 | [RESISTOR PH | resistor Philips RC01 287E | PV |  | 72006
1.32.268 | [RESISTOR PH | resistor Philips RC01 287K | PV |  | 72006
1.32.269 | [RESISTOR PH | resistor Philips RC01 28E7 | PV |  | 72006
1.32.270 | [RESISTOR PH | resistor Philips RC01 28K7 | PV |  | 72006
1.32.271 | [RESISTOR PH | resistor Philips RC01 2E87 | PV |  | 72006
1.32.272 | [RESISTOR PH | resistor Philips RC01 2K87 | PV |  | 72006
1.32.273 | [RESISTOR PH | resistor Philips RC01 294E | PV |  | 72006
1.32.274 | [RESISTOR PH | resistor Philips RC01 294K | PV |  | 72006
1.32.275 | [RESISTOR PH | resistor Philips RC01 29E4 | PV |  | 72006
1.32.276 | [RESISTOR PH | resistor Philips RC01 29K4 | PV |  | 72006
1.32.277 | [RESISTOR PH | resistor Philips RC01 2E94 | PV |  | 72006
1.32.278 | [RESISTOR PH | resistor Philips RC01 2K94 | PV |  | 72006
1.32.279 | [RESISTOR PH | resistor Philips RC01 301E | PV |  | 72006
1.32.280 | [RESISTOR PH | resistor Philips RC01 301K | PV |  | 72006
1.32.281 | [RESISTOR PH | resistor Philips RC01 30E1 | PV |  | 72006
1.32.282 | [RESISTOR PH | resistor Philips RC01 30K1 | PV |  | 72006
1.32.283 | [RESISTOR PH | resistor Philips RC01 3E01 | PV |  | 72006
1.32.284 | [RESISTOR PH | resistor Philips RC01 3K01 | PV |  | 72006
1.32.285 | [RESISTOR PH | resistor Philips RC01 309E | PV |  | 72006
1.32.286 | [RESISTOR PH | resistor Philips RC01 309K | PV |  | 72006
1.32.287 | [RESISTOR PH | resistor Philips RC01 30E9 | PV |  | 72006
1.32.288 | [RESISTOR PH | resistor Philips RC01 30K9 | PV |  | 72006
1.32.289 | [RESISTOR PH | resistor Philips RC01 3E09 | PV |  | 72006
1.32.290 | [RESISTOR PH | resistor Philips RC01 3K09 | PV |  | 72006
1.32.291 | [RESISTOR PH | resistor Philips RC01 316E | PV |  | 72006
1.32.292 | [RESISTOR PH | resistor Philips RC01 316K | PV |  | 72006
1.32.293 | [RESISTOR PH | resistor Philips RC01 31E6 | PV |  | 72006
1.32.294 | [RESISTOR PH | resistor Philips RC01 31K6 | PV |  | 72006
1.32.295 | [RESISTOR PH | resistor Philips RC01 3E16 | PV |  | 72006
1.32.296 | [RESISTOR PH | resistor Philips RC01 3K16 | PV |  | 72006
1.32.297 | [RESISTOR PH | resistor Philips RC01 324E | PV |  | 72006
1.32.298 | [RESISTOR PH | resistor Philips RC01 324K | PV |  | 72006
1.32.299 | [RESISTOR PH | resistor Philips RC01 32E4 | PV |  | 72006
1.32.300 | [RESISTOR PH | resistor Philips RC01 32K4 | PV |  | 72006
1.32.301 | [RESISTOR PH | resistor Philips RC01 3E24 | PV |  | 72006
1.32.302 | [RESISTOR PH | resistor Philips RC01 3K24 | PV |  | 72006
1.32.303 | [RESISTOR PH | resistor Philips RC01 332E | PV |  | 72006
1.32.304 | [RESISTOR PH | resistor Philips RC01 332K | PV |  | 72006
1.32.305 | [RESISTOR PH | resistor Philips RC01 33E2 | PV |  | 72006
1.32.306 | [RESISTOR PH | resistor Philips RC01 33K2 | PV |  | 72006
1.32.307 | [RESISTOR PH | resistor Philips RC01 3E32 | PV |  | 72006
1.32.308 | [RESISTOR PH | resistor Philips RC01 3K32 | PV |  | 72006
1.32.309 | [RESISTOR PH | resistor Philips RC01 340E | PV |  | 72006
1.32.310 | [RESISTOR PH | resistor Philips RC01 340K | PV |  | 72006
1.32.311 | [RESISTOR PH | resistor Philips RC01 34E0 | PV |  | 72006
1.32.312 | [RESISTOR PH | resistor Philips RC01 34K0 | PV |  | 72006
1.32.313 | [RESISTOR PH | resistor Philips RC01 3E40 | PV |  | 72006
1.32.314 | [RESISTOR PH | resistor Philips RC01 3K40 | PV |  | 72006
1.32.315 | [RESISTOR PH | resistor Philips RC01 348E | PV |  | 72006
1.32.316 | [RESISTOR PH | resistor Philips RC01 348K | PV |  | 72006
1.32.317 | [RESISTOR PH | resistor Philips RC01 34E8 | PV |  | 72006
1.32.318 | [RESISTOR PH | resistor Philips RC01 34K8 | PV |  | 72006
1.32.319 | [RESISTOR PH | resistor Philips RC01 3E48 | PV |  | 72006
1.32.320 | [RESISTOR PH | resistor Philips RC01 3K48 | PV |  | 72006
1.32.321 | [RESISTOR PH | resistor Philips RC01 357E | PV |  | 72006
1.32.322 | [RESISTOR PH | resistor Philips RC01 357K | PV |  | 72006
1.32.323 | [RESISTOR PH | resistor Philips RC01 35E7 | PV |  | 72006
1.32.324 | [RESISTOR PH | resistor Philips RC01 35K7 | PV |  | 72006
1.32.325 | [RESISTOR PH | resistor Philips RC01 3E57 | PV |  | 72006
1.32.326 | [RESISTOR PH | resistor Philips RC01 3K57 | PV |  | 72006
1.32.327 | [RESISTOR PH | resistor Philips RC01 365E | PV |  | 72006
1.32.328 | [RESISTOR PH | resistor Philips RC01 365K | PV |  | 72006
1.32.329 | [RESISTOR PH | resistor Philips RC01 36E5 | PV |  | 72006
1.32.330 | [RESISTOR PH | resistor Philips RC01 36K5 | PV |  | 72006
1.32.331 | [RESISTOR PH | resistor Philips RC01 3E65 | PV |  | 72006
1.32.332 | [RESISTOR PH | resistor Philips RC01 3K65 | PV |  | 72006
1.32.333 | [RESISTOR PH | resistor Philips RC01 374E | PV |  | 72006
1.32.334 | [RESISTOR PH | resistor Philips RC01 374K | PV |  | 72006
1.32.335 | [RESISTOR PH | resistor Philips RC01 37E4 | PV |  | 72006
1.32.336 | [RESISTOR PH | resistor Philips RC01 37K4 | PV |  | 72006
1.32.337 | [RESISTOR PH | resistor Philips RC01 3E74 | PV |  | 72006
1.32.338 | [RESISTOR PH | resistor Philips RCO1 3K74 | PV |  | 72006
1.32.339 | [RESISTOR PH | resistor Philips RC01 383E | PV |  | 72006
1.32.340 | [RESISTOR PH | resistor Philips RC01 383K | PV |  | 72006
1.32.341 | [RESISTOR PH | resistor Philips RC01 38E3 | PV |  | 72006
1.32.342 | [RESISTOR PH | resistor Philips RC01 38K3 | PV |  | 72006
1.32.343 | [RESISTOR PH | resistor Philips RC01 3E83 | PV |  | 72006
1.32.344 | [RESISTOR PH | resistor Philips RC01 3K83 | PV |  | 72006
1.32.345 | [RESISTOR PH | resistor Philips RC01 392E | PV |  | 72006
1.32.346 | [RESISTOR PH | resistor Philips RC01 392K | PV |  | 72006
1.32.347 | [RESISTOR PH | resistor Philips RC01 39E2 | PV |  | 72006
1.32.348 | [RESISTOR PH | resistor Philips RC01 39K2 | PV |  | 72006
1.32.349 | [RESISTOR PH | resistor Philips RC01 3E92 | PV |  | 72006
1.32.350 | [RESISTOR PH | resistor Philips RC01 3K92 | PV |  | 72006
1.32.351 | [RESISTOR PH | resistor Philips RC01 402E | PV |  | 72006
1.32.352 | [RESISTOR PH | resistor Philips RC01 402K | PV |  | 72006
1.32.353 | [RESISTOR PH | resistor Philips RC01 40E2 | PV |  | 72006
1.32.354 | [RESISTOR PH | resistor Philips RC01 40K2 | PV |  | 72006
1.32.355 | [RESISTOR PH | resistor Philips RC01 4E02 | PV |  | 72006
1.32.356 | [RESISTOR PH | resistor Philips RC01 4K02 | PV |  | 72006
1.32.357 | [RESISTOR PH | resistor Philips RC01 412E | PV |  | 72006
1.32.358 | [RESISTOR PH | resistor Philips RC01 412K | PV |  | 72006
1.32.359 | [RESISTOR PH | resistor Philips RC01 41E2 | PV |  | 72006
1.32.360 | [RESISTOR PH | resistor Philips RC01 41K2 | PV |  | 72006
1.32.361 | [RESISTOR PH | resistor Philips RC01 4E12 | PV |  | 72006
1.32.362 | [RESISTOR PH | resistor Philips RC01 4K12 | PV |  | 72006
1.32.363 | [RESISTOR PH | resistor Philips RC01 422E | PV |  | 72006
1.32.364 | [RESISTOR PH | resistor Philips RC01 422K | PV |  | 72006
1.32.365 | [RESISTOR PH | resistor Philips RC01 42E2 | PV |  | 72006
1.32.366 | [RESISTOR PH | resistor Philips RC01 42K2 | PV |  | 72006
1.32.367 | [RESISTOR PH | resistor Philips RC01 4E22 | PV |  | 72006
1.32.368 | [RESISTOR PH | resistor Philips RC01 4K22 | PV |  | 72006
1.32.369 | [RESISTOR PH | resistor Philips RC01 432E | PV |  | 72006
1.32.370 | [RESISTOR PH | resistor Philips RC01 432K | PV |  | 72006
1.32.371 | [RESISTOR PH | resistor Philips RC01 43E2 | PV |  | 72006
1.32.372 | [RESISTOR PH | resistor Philips RC01 43K2 | PV |  | 72006
1.32.373 | [RESISTOR PH | resistor Philips RC01 4E32 | PV |  | 72006
1.32.374 | [RESISTOR PH | resistor Philips RC01 4K32 | PV |  | 72006
1.32.375 | [RESISTOR PH | resistor Philips RC01 442E | PV |  | 72006
1.32.376 | [RESISTOR PH | resistor Philips RC01 442K | PV |  | 72006
1.32.377 | [RESISTOR PH | resistor Philips RC01 44E2 | PV |  | 72006
1.32.378 | [RESISTOR PH | resistor Philips RC01 44K2 | PV |  | 72006
1.32.379 | [RESISTOR PH | resistor Philips RC01 4E42 | PV |  | 72006
1.32.380 | [RESISTOR PH | resistor Philips RC01 4K42 | PV |  | 72006
1.32.381 | [RESISTOR PH | resistor Philips RC01 453E | PV |  | 72006
1.32.382 | [RESISTOR PH | resistor Philips RC01 453K | PV |  | 72006
1.32.383 | [RESISTOR PH | resistor Philips RC01 45E3 | PV |  | 72006
1.32.384 | [RESISTOR PH | resistor Philips RC01 45K3 | PV |  | 72006
1.32.385 | [RESISTOR PH | resistor Philips RC01 4E53 | PV |  | 72006
1.32.386 | [RESISTOR PH | resistor Philips RC01 4K53 | PV |  | 72006
1.32.387 | [RESISTOR PH | resistor Philips RC01 464E | PV |  | 72006
1.32.388 | [RESISTOR PH | resistor Philips RC01 464K | PV |  | 72006
1.32.389 | [RESISTOR PH | resistor Philips RC01 46E4 | PV |  | 72006
1.32.390 | [RESISTOR PH | resistor Philips RC01 46K4 | PV |  | 72006
1.32.391 | [RESISTOR PH | resistor Philips RC01 4E64 | PV |  | 72006
1.32.392 | [RESISTOR PH | resistor Philips RC01 4K64 | PV |  | 72006
1.32.393 | [RESISTOR PH | resistor Philips RC01 475E | PV |  | 72006
1.32.394 | [RESISTOR PH | resistor Philips RC01 475K | PV |  | 72006
1.32.395 | [RESISTOR PH | resistor Philips RC01 47E5 | PV |  | 72006
1.32.396 | [RESISTOR PH | resistor Philips RC01 47K5 | PV |  | 72006
1.32.397 | [RESISTOR PH | resistor Philips RC01 4E75 | PV |  | 72006
1.32.398 | [RESISTOR PH | resistor Philips RC01 4K75 | PV |  | 72006
1.32.399 | [RESISTOR PH | resistor Philips RC01 487E | PV |  | 72006
1.32.400 | [RESISTOR PH | resistor Philips RC01 487K | PV |  | 72006
1.32.401 | [RESISTOR PH | resistor Philips RC01 48E7 | PV |  | 72006
1.32.402 | [RESISTOR PH | resistor Philips RC01 48K7 | PV |  | 72006
1.32.403 | [RESISTOR PH | resistor Philips RC01 4E87 | PV |  | 72006
1.32.404 | [RESISTOR PH | resistor Philips RC01 4K87 | PV |  | 72006
1.32.405 | [RESISTOR PH | resistor Philips RC01 499E | PV |  | 72006
1.32.406 | [RESISTOR PH | resistor Philips RC01 499K | PV |  | 72006
1.32.407 | [RESISTOR PH | resistor Philips RC01 49E9 | PV |  | 72006
1.32.408 | [RESISTOR PH | resistor Philips RC01 49K9 | PV |  | 72006
1.32.409 | [RESISTOR PH | resistor Philips RC01 4E99 | PV |  | 72006
1.32.410 | [RESISTOR PH | resistor Philips RC01 4K99 | PV |  | 72006
1.32.411 | [RESISTOR PH | resistor Philips RC01 511E | PV |  | 72006
1.32.412 | [RESISTOR PH | resistor Philips RC01 511K | PV |  | 72006
1.32.413 | [RESISTOR PH | resistor Philips RC01 51E1 | PV |  | 72006
1.32.414 | [RESISTOR PH | resistor Philips RC01 51K1 | PV |  | 72006
1.32.415 | [RESISTOR PH | resistor Philips RC01 5E11 | PV |  | 72006
1.32.416 | [RESISTOR PH | resistor Philips RC01 5K11 | PV |  | 72006
1.32.417 | [RESISTOR PH | resistor Philips RC01 523E | PV |  | 72006
1.32.418 | [RESISTOR PH | resistor Philips RC01 523K | PV |  | 72006
1.32.419 | [RESISTOR PH | resistor Philips RC01 52E3 | PV |  | 72006
1.32.420 | [RESISTOR PH | resistor Philips RC01 52K3 | PV |  | 72006
1.32.421 | [RESISTOR PH | resistor Philips RC01 5E23 | PV |  | 72006
1.32.422 | [RESISTOR PH | resistor Philips RC01 5K23 | PV |  | 72006
1.32.423 | [RESISTOR PH | resistor Philips RC01 536E | PV |  | 72006
1.32.424 | [RESISTOR PH | resistor Philips RC01 536K | PV |  | 72006
1.32.425 | [RESISTOR PH | resistor Philips RC01 53E6 | PV |  | 72006
1.32.426 | [RESISTOR PH | resistor Philips RC01 53K6 | PV |  | 72006
1.32.427 | [RESISTOR PH | resistor Philips RC01 5E36 | PV |  | 72006
1.32.428 | [RESISTOR PH | resistor Philips RC01 5K36 | PV |  | 72006
1.32.429 | [RESISTOR PH | resistor Philips RC01 549E | PV |  | 72006
1.32.430 | [RESISTOR PH | resistor Philips RC01 549K | PV |  | 72006
1.32.431 | [RESISTOR PH | resistor Philips RC01 54E9 | PV |  | 72006
1.32.432 | [RESISTOR PH | resistor Philips RC01 54K9 | PV |  | 72006
1.32.433 | [RESISTOR PH | resistor Philips RC01 5E49 | PV |  | 72006
1.32.434 | [RESISTOR PH | resistor Philips RC01 5K49 | PV |  | 72006
1.32.435 | [RESISTOR PH | resistor Philips RC01 562E | PV |  | 72006
1.32.436 | [RESISTOR PH | resistor Philips RC01 562K | PV |  | 72006
1.32.437 | [RESISTOR PH | resistor Philips RC01 56E2 | PV |  | 72006
1.32.438 | [RESISTOR PH | resistor Philips RC01 56K2 | PV |  | 72006
1.32.439 | [RESISTOR PH | resistor Philips RC01 5E62 | PV |  | 72006
1.32.440 | [RESISTOR PH | resistor Philips RC01 5K62 | PV |  | 72006
1.32.441 | [RESISTOR PH | resistor Philips RC01 576E | PV |  | 72006
1.32.442 | [RESISTOR PH | resistor Philips RC01 576K | PV |  | 72006
1.32.443 | [RESISTOR PH | resistor Philips RC01 57E6 | PV |  | 72006
1.32.444 | [RESISTOR PH | resistor Philips RC01 57K6 | PV |  | 72006
1.32.445 | [RESISTOR PH | resistor Philips RC01 5E76 | PV |  | 72006
1.32.446 | [RESISTOR PH | resistor Philips RC01 5K76 | PV |  | 72006
1.32.447 | [RESISTOR PH | resistor Philips RC01 590E | PV |  | 72006
1.32.448 | [RESISTOR PH | resistor Philips RC01 590K | PV |  | 72006
1.32.449 | [RESISTOR PH | resistor Philips RC01 59E0 | PV |  | 72006
1.32.450 | [RESISTOR PH | resistor Philips RC01 59K0 | PV |  | 72006
1.32.451 | [RESISTOR PH | resistor Philips RC01 5E90 | PV |  | 72006
1.32.452 | [RESISTOR PH | resistor Philips RC01 5K90 | PV |  | 72006
1.32.453 | [RESISTOR PH | resistor Philips RC01 604E | PV |  | 72006
1.32.454 | [RESISTOR PH | resistor Philips RC01 604K | PV |  | 72006
1.32.455 | [RESISTOR PH | resistor Philips RC01 60E4 | PV |  | 72006
1.32.456 | [RESISTOR PH | resistor Philips RC01 60K4 | PV |  | 72006
1.32.457 | [RESISTOR PH | resistor Philips RC01 6E04 | PV |  | 72006
1.32.458 | [RESISTOR PH | resistor Philips RC01 6K04 | PV |  | 72006
1.32.459 | [RESISTOR PH | resistor Philips RC01 619E | PV |  | 72006
1.32.460 | [RESISTOR PH | resistor Philips RC01 619K | PV |  | 72006
1.32.461 | [RESISTOR PH | resistor Philips RC01 61E9 | PV |  | 72006
1.32.462 | [RESISTOR PH | resistor Philips RC01 61K9 | PV |  | 72006
1.32.463 | [RESISTOR PH | resistor Philips RC01 6E19 | PV |  | 72006
1.32.464 | [RESISTOR PH | resistor Philips RC01 6K19 | PV |  | 72006
1.32.465 | [RESISTOR PH | resistor Philips RC01 634E | PV |  | 72006
1.32.466 | [RESISTOR PH | resistor Philips RC01 634K | PV |  | 72006
1.32.467 | [RESISTOR PH | resistor Philips RC01 63E4 | PV |  | 72006
1.32.468 | [RESISTOR PH | resistor Philips RC01 63K4 | PV |  | 72006
1.32.469 | [RESISTOR PH | resistor Philips RC01 6E34 | PV |  | 72006
1.32.470 | [RESISTOR PH | resistor Philips RC01 6K34 | PV |  | 72006
1.32.471 | [RESISTOR PH | resistor Philips RC01 649E | PV |  | 72006
1.32.472 | [RESISTOR PH | resistor Philips RC01 649K | PV |  | 72006
1.32.473 | [RESISTOR PH | resistor Philips RC01 64E9 | PV |  | 72006
1.32.474 | [RESISTOR PH | resistor Philips RC01 64K9 | PV |  | 72006
1.32.475 | [RESISTOR PH | resistor Philips RC01 6E49 | PV |  | 72006
1.32.476 | [RESISTOR PH | resistor Philips RC01 6K49 | PV |  | 72006
1.32.477 | [RESISTOR PH | resistor Philips RC01 665E | PV |  | 72006
1.32.478 | [RESISTOR PH | resistor Philips RC01 665K | PV |  | 72006
1.32.479 | [RESISTOR PH | resistor Philips RC01 66E5 | PV |  | 72006
1.32.480 | [RESISTOR PH | resistor Philips RC01 66K5 | PV |  | 72006
1.32.481 | [RESISTOR PH | resistor Philips RC01 6E65 | PV |  | 72006
1.32.482 | [RESISTOR PH | resistor Philips RC01 6K65 | PV |  | 72006
1.32.483 | [RESISTOR PH | resistor Philips RC01 681E | PV |  | 72006
1.32.484 | [RESISTOR PH | resistor Philips RC01 681K | PV |  | 72006
1.32.485 | [RESISTOR PH | resistor Philips RC01 68E1 | PV |  | 72006
1.32.486 | [RESISTOR PH | resistor Philips RC01 68K1 | PV |  | 72006
1.32.487 | [RESISTOR PH | resistor Philips RC01 6E81 | PV |  | 72006
1.32.488 | [RESISTOR PH | resistor Philips RC01 6K81 | PV |  | 72006
1.32.489 | [RESISTOR PH | resistor Philips RC01 698E | PV |  | 72006
1.32.490 | [RESISTOR PH | resistor Philips RC01 698K | PV |  | 72006
1.32.491 | [RESISTOR PH | resistor Philips RC01 69E8 | PV |  | 72006
1.32.492 | [RESISTOR PH | resistor Philips RC01 69K8 | PV |  | 72006
1.32.493 | [RESISTOR PH | resistor Philips RC01 6E98 | PV |  | 72006
1.32.494 | [RESISTOR PH | resistor Philips RC01 6K98 | PV |  | 72006
1.32.495 | [RESISTOR PH | resistor Philips RC01 715E | PV |  | 72006
1.32.496 | [RESISTOR PH | resistor Philips RC01 715K | PV |  | 72006
1.32.497 | [RESISTOR PH | resistor Philips RC01 71E5 | PV |  | 72006
1.32.498 | [RESISTOR PH | resistor Philips RC01 71K5 | PV |  | 72006
1.32.499 | [RESISTOR PH | resistor Philips RC01 7E15 | PV |  | 72006
1.32.500 | [RESISTOR PH | resistor Philips RC01 7K15 | PV |  | 72006
1.32.501 | [RESISTOR PH | resistor Philips RC01 732E | PV |  | 72006
1.32.502 | [RESISTOR PH | resistor Philips RC01 732K | PV |  | 72006
1.32.503 | [RESISTOR PH | resistor Philips RC01 73E2 | PV |  | 72006
1.32.504 | [RESISTOR PH | resistor Philips RC01 73K2 | PV |  | 72006
1.32.505 | [RESISTOR PH | resistor Philips RC01 7E32 | PV |  | 72006
1.32.506 | [RESISTOR PH | resistor Philips RC01 7K32 | PV |  | 72006
1.32.507 | [RESISTOR PH | resistor Philips RC01 750E | PV |  | 72006
1.32.508 | [RESISTOR PH | resistor Philips RC01 750K | PV |  | 72006
1.32.509 | [RESISTOR PH | resistor Philips RC01 75E0 | PV |  | 72006
1.32.510 | [RESISTOR PH | resistor Philips RC01 75K0 | PV |  | 72006
1.32.511 | [RESISTOR PH | resistor Philips RC01 7E50 | PV |  | 72006
1.32.512 | [RESISTOR PH | resistor Philips RC01 7K50 | PV |  | 72006
1.32.513 | [RESISTOR PH | resistor Philips RC01 768E | PV |  | 72006
1.32.514 | [RESISTOR PH | resistor Philips RC01 768K | PV |  | 72006
1.32.515 | [RESISTOR PH | resistor Philips RC01 76E8 | PV |  | 72006
1.32.516 | [RESISTOR PH | resistor Philips RC01 76K8 | PV |  | 72006
1.32.517 | [RESISTOR PH | resistor Philips RC01 7E68 | PV |  | 72006
1.32.518 | [RESISTOR PH | resistor Philips RC01 7K68 | PV |  | 72006
1.32.519 | [RESISTOR PH | resistor Philips RC01 787E | PV |  | 72006
1.32.520 | [RESISTOR PH | resistor Philips RC01 787K | PV |  | 72006
1.32.521 | [RESISTOR PH | resistor Philips RC01 78E7 | PV |  | 72006
1.32.522 | [RESISTOR PH | resistor Philips RC01 78K7 | PV |  | 72006
1.32.523 | [RESISTOR PH | resistor Philips RC01 7E87 | PV |  | 72006
1.32.524 | [RESISTOR PH | resistor Philips RC01 7K87 | PV |  | 72006
1.32.525 | [RESISTOR PH | resistor Philips RC01 806E | PV |  | 72006
1.32.526 | [RESISTOR PH | resistor Philips RC01 806K | PV |  | 72006
1.32.527 | [RESISTOR PH | resistor Philips RC01 80E6 | PV |  | 72006
1.32.528 | [RESISTOR PH | resistor Philips RC01 80K6 | PV |  | 72006
1.32.529 | [RESISTOR PH | resistor Philips RC01 8E06 | PV |  | 72006
1.32.530 | [RESISTOR PH | resistor Philips RC01 8K06 | PV |  | 72006
1.32.531 | [RESISTOR PH | resistor Philips RC01 825E | PV |  | 72006
1.32.532 | [RESISTOR PH | resistor Philips RC01 825K | PV |  | 72006
1.32.533 | [RESISTOR PH | resistor Philips RC01 82E5 | PV |  | 72006
1.32.534 | [RESISTOR PH | resistor Philips RC01 82K5 | PV |  | 72006
1.32.535 | [RESISTOR PH | resistor Philips RC01 8E25 | PV |  | 72006
1.32.536 | [RESISTOR PH | resistor Philips RC01 8K25 | PV |  | 72006
1.32.537 | [RESISTOR PH | resistor Philips RC01 845E | PV |  | 72006
1.32.538 | [RESISTOR PH | resistor Philips RC01 845K | PV |  | 72006
1.32.539 | [RESISTOR PH | resistor Philips RC01 84E5 | PV |  | 72006
1.32.540 | [RESISTOR PH | resistor Philips RC01 84K5 | PV |  | 72006
1.32.541 | [RESISTOR PH | resistor Philips RC01 8E45 | PV |  | 72006
1.32.542 | [RESISTOR PH | resistor Philips RC01 8K45 | PV |  | 72006
1.32.543 | [RESISTOR PH | resistor Philips RC01 866E | PV |  | 72006
1.32.544 | [RESISTOR PH | resistor Philips RC01 866K | PV |  | 72006
1.32.545 | [RESISTOR PH | resistor Philips RC01 86E6 | PV |  | 72006
1.32.546 | [RESISTOR PH | resistor Philips RC01 86K6 | PV |  | 72006
1.32.547 | [RESISTOR PH | resistor Philips RC01 8E66 | PV |  | 72006
1.32.548 | [RESISTOR PH | resistor Philips RC01 8K66 | PV |  | 72006
1.32.549 | [RESISTOR PH | resistor Philips RC01 887E | PV |  | 72006
1.32.550 | [RESISTOR PH | resistor Philips RC01 887K | PV |  | 72006
1.32.551 | [RESISTOR PH | resistor Philips RC01 88E7 | PV |  | 72006
1.32.552 | [RESISTOR PH | resistor Philips RC01 88K7 | PV |  | 72006
1.32.553 | [RESISTOR PH | resistor Philips RC01 8E87 | PV |  | 72006
1.32.554 | [RESISTOR PH | resistor Philips RC01 8K87 | PV |  | 72006
1.32.555 | [RESISTOR PH | resistor Philips RC01 909E | PV |  | 72006
1.32.556 | [RESISTOR PH | resistor Philips RC01 909K | PV |  | 72006
1.32.557 | [RESISTOR PH | resistor Philips RC01 90E9 | PV |  | 72006
1.32.558 | [RESISTOR PH | resistor Philips RC01 90K9 | PV |  | 72006
1.32.559 | [RESISTOR PH | resistor Philips RC01 9E09 | PV |  | 72006
1.32.560 | [RESISTOR PH | resistor Philips RC01 9K09 | PV |  | 72006
1.32.561 | [RESISTOR PH | resistor Philips RC01 931E | PV |  | 72006
1.32.562 | [RESISTOR PH | resistor Philips RC01 931K | PV |  | 72006
1.32.563 | [RESISTOR PH | resistor Philips RC01 93E1 | PV |  | 72006
1.32.564 | [RESISTOR PH | resistor Philips RC01 93K1 | PV |  | 72006
1.32.565 | [RESISTOR PH | resistor Philips RC01 9E31 | PV |  | 72006
1.32.566 | [RESISTOR PH | resistor Philips RC01 9K31 | PV |  | 72006
1.32.567 | [RESISTOR PH | resistor Philips RC01 953E | PV |  | 72006
1.32.568 | [RESISTOR PH | resistor Philips RC01 953K | PV |  | 72006
1.32.569 | [RESISTOR PH | resistor Philips RC01 95E3 | PV |  | 72006
1.32.570 | [RESISTOR PH | resistor Philips RC01 95K3 | PV |  | 72006
1.32.571 | [RESISTOR PH | resistor Philips RC01 9E53 | PV |  | 72006
1.32.572 | [RESISTOR PH | resistor Philips RC01 9K53 | PV |  | 72006
1.32.573 | [RESISTOR PH | resistor Philips RC01 976E | PV |  | 72006
1.32.574 | [RESISTOR PH | resistor Philips RC01 976K | PV |  | 72006
1.32.575 | [RESISTOR PH | resistor Philips RC01 97E6 | PV |  | 72006
1.32.576 | [RESISTOR PH | resistor Philips RC01 97K6 | PV |  | 72006
1.32.577 | [RESISTOR PH | resistor Philips RC01 9E76 | PV |  | 72006
1.32.578 | [RESISTOR PH | resistor Philips RC01 9K76 | PV |  | 72006
1.34.009 | [CAPACITOR E | el. capacitor rad 22µF 40V | PV |  | 72006
1.34.015 | [ | = 1.34.016 | NONE
1.34.018 | [CAPACITOR E | el. capacitor rad 33µF 40V | PV |  | 72006
1.34.025 | [ | = 1.34.023 | NONE
1.34.038 | [ | = 1.34.036 | NONE
1.34.043 | [ | = 1.34.041 | NONE
1.34.050 | [CAPACITOR E | el. capacitor rad 330µF 35V | PV |  | 72006
1.34.063 | [CAPACITOR E | el. capacitor rad 10µF 63V | PV |  | 71814
1.35.001 | [CAPACITOR E | el. capacitor SMD 10µF 16V | PV |  | 72006
1.35.002 | [CAPACITOR E | el. capacitor SMD 1µF 63V | PV |  | 72006
1.35.003 | [CAPACITOR E | el. capacitor SMD 2.2µF 63V | PV |  | 72006
1.35.004 | [CAPACITOR E | el. capacitor SMD 47µF 16V | PV |  | 72006
1.35.005 | [CAPACITOR E | el. capacitor SMD 4.7µF 40V | PV |  | 72006
1.35.006 | [CAPACITOR E | el. capacitor SMD 100nF 63V | PV |  | 72006
1.35.007 | [CAPACITOR E | el. capacitor SMD 220nF 63V | PV |  | 72006
1.35.008 | [CAPACITOR E | el. capacitor SMD 470nF 63V | PV |  | 72006
1.39.002 | [CAPACITOR C | capacitor Y4T 1206 220nF 63V | PV |  | 72006
1.39.003 | [CAPACITOR C | capacitor Y4T 1210 330nF 63V | PV |  | 72006
1.39.004 | [CAPACITOR C | capacitor Y4T 1210 470nF 63V | PV |  | 72006
1.39.005 | [CAPACITOR C | capacitor Y4T 1812 1µF 63V | PV |  | 72006
1.41.001 | [CONTROLLE | Omron temperature controller | PV |  | 71638
1.41.002 | [TRANSMITTER | Stahl transmitter supply unit | PV |  | 71331
1.41.003 | [REPEATER | Stahl mA-isolating repeater | PV |  | 71331
1.41.004 | [REPEATER | Stahl mA-isolating repeater | PV
1.41.007 | [REPEATER | Phoenix mA-isolating repeater | PV |  | 71638
1.41.013 | [REPEATER | Stahl mA-isol. repeater 2-ch. | PV |  | 70508
2.01.001 | [SCREW 84 | screw DIN84 70-A2 M3x10 | PV |  | 70509
2.01.004 | [SCREW 7971C | screw DIN7971C ST ELVZ 2.9x6.5 | PV |  | 70801
2.01.006 | [SCREW 912 | screw DIN912 80-A4 M8x16 | PV |  | 70509
2.01.007 | [SCREW 84 | screw DIN84-4.8 ELVZ M3x6 | PV |  | 70801
2.01.008 | [SCREW 84 | screw DIN84-4.8 ELVZ M3x8 | PV |  | 70801
2.01.012 | [SCREW 84 | screw DIN84 70-A2 M2x25 | PV |  | 70509
2.01.013 | [SCREW 84 | screw DIN84-4.8 ELVZ M2x10 | PV |  | 70801
2.01.015 | [SCREW 912 | screw DIN912 80-A4 M12x20 | PV |  | 70509
2.01.016 | [SCREW 84 | screw DIN84 70-A2 M2x30 | PV |  | 75129
2.01.017 | [SCREW 963 | screw DIN963-4.8 ELVZ M4x16 | PV |  | 70801
2.01.019 | [SCREW 84 | screw DIN84-4.8 ELVZ M4x16 | PV |  | 70801
2.01.020 | [SCREW 84 | screw DIN84-4.8 ELVZ M4x30 | PV |  | 70801
2.01.021 | [SCREW 84 | screw DIN84-4.8 ELVZ M3x16 | PV |  | 70801
2.01.022 | [THREADED RO | thread. rod DIN976-4.6 ELVZ M3 | PV |  | 70801
2.01.027 | [SCREW 963 | screw DIN963-4.8 ELVZ M4x10 | PV |  | 70801
2.01.028 | [SCREW 84 | screw DIN84 70-A2 M3x8 | PV |  | 70509
2.01.029 | [ | = 2.01.036 | NONE
2.01.030 | [ | = 2.01.083 | NONE
2.01.031 | [SCREW 84 | screw DIN84 70-A2 M4x6 | PV |  | 70509
2.01.034 | [THREADED RO | threaded rod DIN976A M2x80 | PV |  | 70801
2.01.035 | [SCREW 916 | screw DIN916 70-A4 M3x3 | PV |  | 70509
2.01.037 | [SCREW 963 | screw DIN963-4.8 ELVZ M4x20 | PV |  | 70801
2.01.038 | [SCREW 84 | screw DIN84-4.8 ELVZ M4x50 | PV |  | 70801
2.01.048 | [SCREW 7981F | screw DIN7981FHST ELVZ 2.2x4.5 | PV |  | 70801
2.01.051 | [SCREW 84 | screw DIN84-4.8 ELVZ M3x50 | PV |  | 70801
2.01.052 | [ | not used | NONE
2.01.055 | [ | = 2.03.057 | NONE
2.01.056 | [SCREW 7971C | screw DIN7971C ST ELVZ 3.9x9.5 | PV |  | 70801
2.01.059 | [SCREW 84 | screw DIN84-4.8 ELVZ M3x30 | PV |  | 70801
2.01.062 | [SCREW 7971C | screw DIN7971C ST ELVZ 2.9x9.5 | PV |  | 70801
2.01.063 | [ | = 2.03.082 | NONE
2.01.065 | [ | = 2.01.036 | NONE
2.01.069 | [RIVET | round head rivet DIN660 2x16mm | PV |  | 70801
2.01.072 | [SCREW 84 | screw DIN84-4.8 ELVZ M4x25 | PV |  | 70801
2.01.073 | [THREADED RO | threaded rod DIN976A M2x50 | PV |  | 70801
2.01.079 | [SCREW 963 | screw DIN963 70-A2 M3x6 | PV |  | 70509
2.01.080 | [THREADED RO | threaded rod DIN976A M2x62 | PV |  | 70801
2.01.081 | [SCREW 7971C | screw DIN7971C ST ELVZ 2.9x13 | PV |  | 70801
2.01.082 | [SCREW 553 | screw DIN553 70-A2 M2x12 | PV |  | 70509
2.01.084 | [SCREW 963 | screw DIN963 70-A2 M2x4 | PV |  | 70509
2.01.091 | [SCREW 7981C | screw DIN7981CH ELVZ 2.9x6.5 | PV |  | 70801
2.01.094 | [SCREW 963 | screw DIN963-4.8 ELVZ M2.5x12 | PV |  | 70801
2.01.095 | [THREADED RO | threaded rod DIN976A M3x60 | PV |  | 70801
2.01.096 | [SPIROL PIN | Prym spirol pin DIN7343 4x12mm | PV |  | 70509
2.01.097 | [SCREW 84 | screw DIN84 70-A2 M4x25 | PV |  | 70509
2.01.098 | [SCREW 84 | screw DIN84 70-A2 M5x30 | PV |  | 70509
2.01.099 | [SCREW 84 | screw DIN84 70-A2 M6x30 | PV |  | 70509
2.01.106 | [SCREW 7985H | screw DIN7985H 4.8 ELVZ M6x25 | PV |  | 70801
2.01.109 | [SCREW 916 | screw DIN916 70-A2 M2x3 | PV |  | 70509
2.01.111 | [ | = 2.01.041 | PV01
2.01.112 | [SCREW MICRO | screw for Microvalve M1.7x17 | PV
2.01.113 | [ | = 2.01.093 | NONE
2.01.114 | [SCREW 912 | screw DIN912 80-A4 M5x55 | PV |  | 70509
2.01.116 | [SCREW 963 | screw DIN963-4.8 ELVZ M3x6 | PV |  | 70801
2.01.117 | [SCREW 963 | screw DIN963-4.8 ELVZ M3x30 | PV |  | 70801
2.01.118 | [SCREW 7981C | screw DIN7981CH 2.9x9.5 | PV |  | 70801
2.01.120 | [SCREW 913 | screw DIN913 50-A2 M3x20 | PV |  | 70509
2.01.122 | [SPRING | MayTec profile spring | PV |  | 70924
2.01.123 | [SCREW 914 | screw DIN914 70-A2 M10x12 | PV |  | 70509
2.01.124 | [ | = 2.01.049 | NONE
2.01.126 | [ | not used | NONE
2.01.127 | [ | = 1.09.099 | NONE
2.01.132 | [SCREW 84 | screw DIN84 70-A2 M3x16 | PV |  | 70509
2.01.133 | [SCREW 84 | screw DIN84-8.8 ELVZ M3x40 | PV |  | 70801
2.01.135 | [SCREW UNBRA | hexagon head cap scr 1/4x1.1/4 | PV |  | 70509
2.01.136 | [SCREW 7981C | screw DIN7981CHST ELVZ 3.9x9.5 | PV |  | 70801
2.01.137 | [SCREW CROSS | cross recessed sunk screw 5x40 | PV |  | 70801
2.01.139 | [SCREW 85 | screw DIN85 70-A2 M5x8 | PV |  | 70509
2.01.140 | [SCREW 914 | screw DIN914 70-A4 M3x12 | PV
2.01.141 | [ | = 2.01.075 | NONE
2.01.145 | [SCREW 84 | screw DIN84-4.8 ELVZ M2.5x10 | PV |  | 70801
2.01.147 | [SCREW 84 | screw DIN84-4.8 ELVZ M2.5x16 | PV |  | 70801
2.01.148 | [SCREW 84 | screw DIN84-4.8 ELVZ M3x45 | PV |  | 70801
2.01.149 | [SCREW 916 | screw DIN916 70-A2 M3x6 | PV |  | 70509
2.01.156 | [SCREW 7985H | screw DIN7985H 4.8ELVZ M2.5x20 | PV |  | 70801
2.01.160 | [SCREW 914 | screw DIN914 70-A2 M4x12 | PV |  | 70801
2.01.171 | [SCREW 84 | screw DIN84-4.8 ELVZ M4x4 | PV |  | 70801
2.01.173 | [PIN 1481 | spiral pin DIN1481 70A2 2x12mm | PV |  | 70509
2.01.174 | [PARALLEL PI | parallel pin DIN6325 3m6x16 | PV |  | 70801
2.01.176 | [SCREW 7380 | screw ISO7380 70-A2 M3x5 | PV |  | 70509
2.01.177 | [SCREW 7380 | screw ISO7380 70-A2 M3x8 | PV |  | 70509
2.01.182 | [SCREW 7985H | screw DIN7985H 70-A2 M3x35 | PV |  | 70509
2.01.183 | [SCREW 7985H | screw DIN7985H 70-A2 M3x30 | PV |  | 70509
2.01.186 | [SCREW 84 | screw DIN84 70-A2 M2x12 | PV |  | 70509
2.01.193 | [SCREW 914 | screw DIN914 70-A2 M3x4 | PV |  | 70509
2.01.207 | [SCREW 966 | screw DIN966 A4-80 M3x25 | PV |  | 70509
2.01.212 | [SCREW 7380 | screw ISO7380 70-A2 M4x6 | PV |  | 70509
2.01.220 | [SCREW 966 | screw DIN966 70-A2 M2.5x6 | PV |  | 70509
2.01.221 | [SCREW EJOT | screw EJOT PT WN1412 KB30x16 | PV |  | 70801
2.01.223 | [SCREW 7981 | screw DIN7981 2.9x9.5 | PV |  | 70509
2.01.225 | [SCREW 916 | screw DIN916 70-A2 M4x5 | PV |  | 70509
2.01.238 | [THREADED RO | thread.rod DIN975 80-A4 1m M6 | PV |  | 70509
2.01.251 | [SCREW 965H | screw DIN965H 70-A2 M3x6 | PV |  | 70509
2.01.266 | [SCREW 965H | screw DIN965H 70-A2 M2x20 | PV |  | 70509
2.01.273 | [SCREW 965H | screw DIN965H 70-A2 M3x5 | PV |  | 70509
2.01.280 | [SCREW 7985H | screw DIN7985H 70-A2 M2x30 | PV |  | 70509
2.01.297 | [SCREW 914 | screw DIN914 70-A2 M3x3 | PV |  | 70509
2.01.309 | [SCREW 7991 | screw DIN7991 70-A4 M3x12 | PV |  | 75129
2.01.352 | [SCREW 912 | screw DIN912 80-A4 M6x35 | PV |  | 75129
2.01.390 | [SCREW 444B | screw DIN444B M6x65 | PV |  | 70509
2.01.434 | [DOWEL PIN | dowel pin DIN7 A2 0.8h6x6 | PV |  | 70509
2.01.444 | [SCREW 14580 | screw ISO14580 8.8 ELVZ M3x6 | PV |  | 70801
2.02.001 | [NUT G1/16" | nut G1/16"x3.5mm with facet | PV |  | 72203
2.02.004 | [ | = 1.24.022 | NONE
2.02.005 | [NUT 934 M2 | hexagon nut DIN934 70-A2 M2 | PV |  | 70509
2.02.006 | [NUT 934 M2 | hexagon nut DIN934-8 ELVZ M2 | PV |  | 70801
2.02.009 | [NUT 934 M6 | hexagon nut DIN934-8 ELVZ M6 | PV |  | 70801
2.02.010 | [NUT 934 M3 | hexagon nut DIN934 70-A2 M3 | PV |  | 70509
2.02.021 | [ | = 2.02.007 | NONE
2.02.023 | [NUT 1587 M8 | hex.cap nut DIN1587-6 ELVZ M8 | PV
2.02.026 | [NUT 439B M5 | hex.thin nut DIN439B 70-A2 M5 | PV |  | 70509
2.03.001 | [SPRING CENT | center spring 8.3x0.1 | PV |  | 71907
2.03.002 | [SPRING CENT | center spring 15x2x0.25 | PV |  | 71907
2.03.003 | [WASHER 7349 | washer DIN7349-ST ELVZ M10 | PV |  | 70801
2.03.005 | [FILTER | lam. filter d29.4 80-groove | PV |  | 71907
2.03.006 | [SPRING 103D | spring F-103D | PV |  | 70183
2.03.007 | [FILTER | lam.filter d29.4 high capacity | PV |  | 71907
2.03.009 | [FILTER END | endplate d29.4 high capacity | PV |  | 71907
2.03.010 | [FILTER | lam. filter d11.5 medium | PV |  | 71907
2.03.011 | [FILTER LOW | lam. filter d11.5 10-groove | PV |  | 71907
2.03.013 | [FILTER | lam. filter d48 192-groove | PV |  | 71907
2.03.014 | [WASHER 9021 | washer DIN9021-ST ELVZ M12 | PV |  | 70801
2.03.016 | [WASHER 128A | washer DIN128A CU4 M12 | PV |  | 70801
2.03.017 | [SPRING 113 | spring F-113 | PV |  | 70116
2.03.018 | [SIEVE | sieve 300mesh 50µm | PV |  | 71306
2.03.019 | [FILTER END | endplate d11.5 low flow | PV |  | 71907
2.03.022 | [ | = 1.24.023 | NONE
2.03.023 | [ | = 2.03.180 | NONE
2.03.024 | [WASHER | plain washer Euro-coil big | PV |  | 72203
2.03.025 | [WASHER | plain washer Euro-coil small | PV |  | 72203
2.03.028 | [WASHER 127B | washer DIN127B-ST ELVZ M4 | PV |  | 70801
2.03.030 | [CIRCLIP 472 | circlip DIN472-1.4122 15mm | PV |  | 70801
2.03.032 | [FILTER | lam. filter d29.4 7mm-groove | PV |  | 71907
2.03.034 | [SPRING 834 | spring F-834/F-934 | PV |  | 70116
2.03.035 | [SIEVE | sieve 325mesh 44µm | PV |  | 71306
2.03.036 | [SPRING 003 | spring F-003 2.5N/mm | PV |  | 70116
2.03.037 | [SPRING 003 | spring F-003 400bar | PV |  | 70116
2.03.038 | [ | = 2.03.213 | NONE
2.03.040 | [SIEVE F033 | sieve F-033 19x3 | PV
2.03.041 | [SPRING 003 | spring F-003 6N/mm | PV |  | 70116
2.03.043 | [ | not used | NONE
2.03.044 | [FILTER FRNT | frontplate medium flow | PV |  | 71907
2.03.045 | [FILTER END | endplate medium flow | PV |  | 71907
2.03.047 | [FILTER END | endplate high flow | PV |  | 71907
2.03.048 | [SIEVE í41 | sieve F-105A d41 100mesh 144µm | PV |  | 71306
2.03.049 | [SIEVE í52 | sieve F-105B d52 100mesh 144µm | PV |  | 71306
2.03.050 | [SIEVE í84 | sieve F-105C d84 100mesh 144µm | PV |  | 71306
2.03.051 | [SIEVE í101 | sieve F-105D d101 100mesh144µm | PV |  | 71306
2.03.052 | [SIEVE í41 | sieve F-105A d41 25mesh 716µm | PV |  | 71306
2.03.053 | [SIEVE í52 | sieve F-105B d52 25mesh 716µm | PV |  | 71306
2.03.054 | [SIEVE í84 | sieve F-105C d84 25mesh 716µm | PV |  | 71306
2.03.055 | [SIEVE í101 | sieve F-105D d101 25mesh 716µm | PV |  | 71306
2.03.056 | [ | = 2.03.082 | NONE
2.03.058 | [SIEVE í37.6 | sieve F-114 d37.6 100mesh144µm | PV |  | 71306
2.03.059 | [SIEVE í37.6 | sieve F-114 d37.6 25mesh 716µm | PV |  | 71306
2.03.060 | [FILTER | lam. filter medium flow | PV |  | 71907
2.03.061 | [FILTER END | endplate medium flow | PV |  | 71907
2.03.063 | [FILTER | lam. filter d11.5 10-groove | PV |  | 71907
2.03.064 | [FILTER | lam. filter d11.5 1-groove | PV |  | 71907
2.03.065 | [FILTER END | endplate d11.5 low flow | PV |  | 71907
2.03.068 | [SPRING 033 | spring F-033 | PV |  | 70116
2.03.069 | [SPRING CENT | center spring vary-p | PV |  | 71605
2.03.070 | [SPRING DVM | spring DVM | PV |  | 70116
2.03.071 | [SPACER | spacer for plungerholder | PV |  | 71907
2.03.073 | [SPRING CENT | center spring n.o.valve | PV |  | 71605
2.03.074 | [SPRING CENT | center spring n.o.valve | PV |  | 71605
2.03.075 | [FILTER MED | lam. filter medium 132-groove | PV |  | 71605
2.03.078 | [FILTER END | endplate low/medium flow | PV |  | 71907
2.03.080 | [FILTER FRON | frontplate medium flow | PV |  | 71907
2.03.081 | [FILTER END | endplate medium flow | PV |  | 71907
2.03.084 | [SPRING ECP | progr. spring ecp F-033C | PV |  | 99999
2.03.085 | [SPRING 033 | spring F-033 2N/mm | PV |  | 70116
2.03.086 | [SPRING 033 | spring F-033 18N/mm | PV |  | 70116
2.03.087 | [WASHER 9021 | washer DIN9021-ST ELVZ M6 | PV |  | 70801
2.03.093 | [SIEVE | sieve F-201AC d18.4 100mesh | PV |  | 71306
2.03.094 | [SPRING TOP | top spring n.o.valve 0.2mm | PV |  | 71605
2.03.097 | [WASHER | washer d2x4x0.1mm | PV |  | 71907
2.03.101 | [SPRING | spring | PV |  | 70116
2.03.102 | [SPRING CENT | center spring combi | PV |  | 71605
2.03.110 | [SUPPORTPLAT | supportplate F-203C | PV |  | 71907
2.03.115 | [SPRING NUPR | spring Nupro filter | PV |  | 70116
2.03.116 | [SIEVE | sieve F-112 | PV |  | 71306
2.03.118 | [HOUSING CAP | capillary housing COMBI-FLOW | PV |  | 71907
2.03.120 | [DISTANCE PR | distance part sieve F-112 | PV |  | 71907
2.03.121 | [PLATE PRESS | pressing plate sieve F-112 | PV |  | 71907
2.03.122 | [ | not used | NONE
2.03.123 | [PLATE SUPPO | support plate Elflo-sensor | PV |  | 71907
2.03.124 | [PLATE SUPPO | support plate Elflo-sensor | PV |  | 71907
2.03.125 | [PLATE SUPPO | support plate Elflo-sensor | PV |  | 71907
2.03.126 | [PLATE SUPPO | support plate Elflo-sensor | PV |  | 71907
2.03.127 | [PLATE CLOSE | closing plate Elflo-sensor | PV |  | 71907
2.03.128 | [HOUSING SEN | housing Elflo-sensor | PV |  | 71907
2.03.134 | [PLATE ORIFI | orifice plate 1x0.1 | PV |  | 71907
2.03.135 | [PLATE ORIFI | orifice plate 3x0.11 | PV |  | 71907
2.03.136 | [PLATE ORIFI | orifice plate 7x0.11 | PV |  | 71907
2.03.137 | [PLATE ORIFI | orifice plate 8x0.1 | PV |  | 71907
2.03.138 | [FILTER MED | lam. filter medium | PV |  | 71907
2.03.139 | [WASHER 125- | washer DIN125-1A 70-A2 M2 | PV |  | 70509
2.03.140 | [ | = 2.03.254 | NONE
2.03.144 | [FILTER HIGH | lam. filter high flow | PV |  | 71907
2.03.145 | [HOUSING SEN | housing Elflo sensor | PV |  | 71907
2.03.146 | [FILTER END | endplate low/medium flow | PV |  | 71907
2.03.147 | [FILTER END | endplate medium flow | PV |  | 71907
2.03.157 | [SPRING 111C | spring F-111C | PV |  | 70116
2.03.158 | [SPRING 103D | spring F-103D | PV |  | 70116
2.03.159 | [SPRING 422 | spring M-422 | PV |  | 70116
2.03.160 | [SPRING 834 | spring F-834/F-934 | PV |  | 70116
2.03.161 | [SPRING 003 | spring F-003 6N/mm | PV |  | 70116
2.03.162 | [SPRING 003C | spring F-003C | PV |  | 70116
2.03.163 | [SPRING 033C | spring F-033C | PV |  | 70116
2.03.164 | [SPRING 003C | spring F-003C | PV |  | 70116
2.03.165 | [SPRING 102D | spring F-102D | PV |  | 70116
2.03.166 | [SPRING 202D | spring F-202D | PV |  | 70116
2.03.167 | [SPRING | spring F-033C | PV |  | 70116
2.03.168 | [SPRING 411 | spring M-411 | PV |  | 70116
2.03.169 | [PLATE PRESS | pressing plate for plunger | PV |  | 71907
2.03.171 | [FILTER END | endplate high flow | PV |  | 71907
2.03.173 | [WASHER 137A | washer DIN137A 70-A2 M6 | PV |  | 70509
2.03.178 | [ | = 2.03.012 | NONE
2.03.179 | [ | = 2.03.031 | NONE
2.03.186 | [SPRING 002A | spring F-002AC | PV |  | 70116
2.03.187 | [SPRING 002A | spring F-002AC | PV |  | 70116
2.03.188 | [TUBE LIQUI | tube LIQUI-FLOW | PV
2.03.189 | [TUBE LIQUI | spiral tube LIQUI-FLOW | PV
2.03.190 | [SPRING 004C | spring F-004C 65N/mm | PV |  | 70116
2.03.191 | [SEPARATION | magnetic separation sheet | PV |  | 71000
2.03.192 | [CLAMP | metal clamp small | PV |  | 70901
2.03.193 | [SPRING 004C | spring F-004C 6N/mm | PV |  | 70116
2.03.194 | [SPRING 004C | spring F-004C 6N/mm | PV |  | 70116
2.03.195 | [SPRING 004C | spring F-004C 65N/mm | PV |  | 70116
2.03.199 | [SIEVE D52 | sieve F-116B d52 25mesh 716µm | PV |  | 71306
2.03.200 | [SIEVE D52 | sieve F-116B d52 100mesh 144µm | PV |  | 71306
2.03.201 | [TUBE LIQUI | tube LIQUI-FLOW | PV
2.03.202 | [SPRING 003C | spring F-003C 10V | PV |  | 70116
2.03.203 | [SPRING ECP | progr. spring ecp F-003C 10V | PV |  | 99999
2.03.204 | [SPRING 003B | spring F-003BC | PV |  | 70116
2.03.206 | [SPRING 033C | spring F-033C | PV |  | 70116
2.03.207 | [SPRING CENT | center spring modular valve | PV |  | 71907
2.03.214 | [SIEVE D42 | sieve F-116A d42 25mesh 716µm | PV |  | 71306
2.03.215 | [SIEVE D42 | sieve F-116A d42 100mesh 144µm | PV |  | 71306
2.03.218 | [SPRING INDU | center spring Industrial head | PV |  | 70116
2.03.219 | [SPRING INDU | safety spring Industrial head | PV |  | 70116
2.03.220 | [SPRING 002 | spring W-002 | PV |  | 70116
2.03.221 | [SPRING W002 | spring W-002 | PV |  | 70116
2.03.222 | [SPRING | spring modular valve | PV |  | 70108
2.03.223 | [SPRING CENT | center spring F-004C | PV |  | 71907
2.03.224 | [SPRING CENT | center spring F-004AC | PV |  | 71907
2.03.225 | [SPRING 004B | spring F-004BC | PV |  | 70116
2.03.226 | [SPRING 004B | spring F-004BC | PV |  | 70116
2.03.227 | [SPRING 004A | spring F-004AC | PV |  | 70116
2.03.230 | [RING IDENTI | identification ring Ex-proof | PV |  | 70819
2.03.231 | [STRIP GASKE | berrylium copper finger strip | PV |  | 70428
2.03.233 | [SPRING CENT | center spring modular valve | PV |  | 71907
2.03.239 | [SPRING W003 | spring W-003 | PV |  | 70108
2.03.242 | [CIRCLIP 471 | circlip for shafts DIN471 10mm | PV |  | 70801
2.03.243 | [WASHER | curved spring washer | PV |  | 70108
2.03.248 | [SPRING F004 | spring F-004AC | PV |  | 70108
2.03.249 | [SPRING F001 | damping spring F-001BC | PV |  | 71907
2.03.253 | [WASHER 127B | washer DIN127B-ST ELVZ M2.6 | PV |  | 70801
2.03.263 | [FILTER END | endplate d11.5 lowflow text 60 | PV |  | 71907
2.03.264 | [FILTER END | endplate d11.5 lowflow text300 | PV |  | 71907
2.03.276 | [WASHER MUDW | mudwing repair washer M4 | PV
2.03.277 | [SPRING CENT | center spring F-001BC | PV |  | 71605
2.03.279 | [PLATE GUIDE | guide plate | PV |  | 72217
2.03.280 | [WASHER MUDW | mudwing washer d4.3x20x1.25mm | PV |  | 70509
2.03.289 | [SPRING | centring spring mini-valve | PV |  | 71605
2.03.290 | [SPRING | valve spring mini-valve | PV |  | 71605
2.03.291 | [RING | support ring mini-valve | PV
2.03.308 | [WASHER 6798 | washer DIN6798A CU4 M3 | PV |  | 70801
2.03.324 | [SPRING | spring 0.10mm MV | PV |  | 71907
2.03.326 | [SPRING | spring 0.20mm MV | PV |  | 71907
2.03.327 | [SPRING CENT | center spring V01 d0.10mm | PV |  | 71907
2.03.342 | [SPRING MAS | valve spring n.c. MAS | PV
2.03.348 | [SPRING | spring check valve | PV |  | 70108
2.03.385 | [SPRING | spring M-410/M-411 RS | PV |  | 70108
2.03.390 | [APP | APP intermediate ring bearing | PV
2.03.406 | [SPRING | valve spring 0.30mm (M3)III | PV |  | 71661
2.04.001 | [ADAPTER 1/4 | Sagana adapter 1/4"ODx1/4"BSPP | PV |  | 70514
2.04.002 | [ADAPTER 1/8 | Sagana adapter 1/8"ODx1/4"BSPP | PV |  | 70514
2.04.003 | [ADAPTER 6MM | Sagana adapter 6mm ODx1/4"BSPP | PV |  | 70514
2.04.004 | [ADAPTER 1/8 | Sagana adapter 1/8"ODx1/8"BSPP | PV |  | 70514
2.04.005 | [ADAPTER 1/4 | Sagana adapter 1/4"ODx1/8"BSPP | PV |  | 70514
2.04.006 | [ADAPTER 6MM | Sagana adapter 6mm ODx1/8"BSPP | PV |  | 70514
2.04.007 | [ADAPTER 6MM | Sagana adapter 6mmx1/4 w.sieve | PV | 0 | 99999
2.04.008 | [ADAPTER 1/4 | Sagana adapter 1/4x1/4 w.sieve | PV | 0 | 99999
2.04.009 | [ADAPTER 1/8 | Sagana adapter 1/8x1/4 w.sieve | PV | 0 | 99999
2.04.011 | [ADAPTER 1/4 | Swagelok adapt.1/4"ODx1/4"NPT | PV |  | 70101
2.04.012 | [ADAPTER 1/2 | Sagana adapter 1/2"ODx1/2"BSPP | PV |  | 70514
2.04.013 | [ADAPTER 1/4 | Sagana adapter 1/4"ODx1/2"BSPP | PV |  | 70514
2.04.014 | [ADAPTER 1/2 | Sagana adapter 1/2x1/2 w.sieve | PV | 0 | 99999
2.04.015 | [ADAPTER 1/4 | Sagana adapter 1/4x1/2 w.sieve | PV | 0 | 99999
2.04.016 | [ADAPTER 6MM | Sagana adapter 6mmx1/8 w.sieve | PV | 0 | 99999
2.04.017 | [ADAPTER 12M | Ermeto adapt. 12mm ODx1/4"BSPP | PV |  | 70802
2.04.018 | [ADAPTER 12M | Ermeto 12mmODx1/4"BSPP w.sieve | PV | 0 | 99999
2.04.019 | [ADAPTER 12M | Ermeto adapt. 12mm ODx1/2"BSPP | PV |  | 70802
2.04.020 | [ADAPTER 12M | Ermeto 12mmODx1/2"BSPP w.sieve | PV | 0 | 99999
2.04.021 | [ADAPTER 20M | Ermeto adapt. 20mm ODx3/4"BSPP | PV |  | 70802
2.04.022 | [ADAPTER 20M | Ermeto 20mmODx3/4"BSPP w.sieve | PV | 0 | 99999
2.04.023 | [ADAPTER 25M | Ermeto adapt. 25mm ODx3/4"BSPP | PV |  | 70802
2.04.024 | [ADAPTER 25M | Ermeto 25mmODx3/4"BSPP w.sieve | PV | 0 | 99999
2.04.025 | [ADAPTER 20M | Ermeto adapt. 20mm ODx1/2"BSPP | PV |  | 70802
2.04.026 | [ADAPTER 20M | Ermeto 20mmODx1/2"BSPP w.sieve | PV | 0 | 99999
2.04.027 | [ADAPTER 25M | Ermeto adapter 25mm ODx1"BSPP | PV |  | 70802
2.04.028 | [ADAPTER 25M | Ermeto 25mm ODx1"BSPP w.sieve | PV | 0 | 99999
2.04.029 | [ADAPTER 10M | Ermeto adapt. 10mm ODx1/2"BSPP | PV |  | 70802
2.04.030 | [ADAPTER 10M | Ermeto 10mmODx1/2"BSPP w.sieve | PV | 0 | 99999
2.04.033 | [ADAPTER 10M | Ermeto adapt. 10mm ODx1/4"BSPP | PV |  | 70802
2.04.034 | [ADAPTER 10M | Ermeto 10mmODx1/4"BSPP w.sieve | PV | 0 | 99999
2.04.036 | [ADAPTER NPT | Cajon adapter 1/4"NPTx1/8"BSPP | PV | 0 | 99999
2.04.040 | [ADAPTER 1/2 | Swagelok 1/2x1/4 with sieve | PV | 0 | 99999
2.04.041 | [ADAPTER 3/8 | Swagelok adapt.3/8"ODx1/4"BSPP | PV | 0 | 99999
2.04.052 | [ADAPTER | adapter 1/4"BSPPx1/4"BSPP | PV
2.04.053 | [ADAPTER | adapter 1/4"BSPPx1/8"BSPP | PV
2.04.055 | [ADAPTER | adap.1/4"BSPPx1/4"BSPP w.sieve | PV
2.04.056 | [ADAPTER VCR | Cajon adapter 1/4"VCRx1/4"NPT | PV |  | 70101
2.04.058 | [ADAPTER VCR | Cajon adapter 1/4"VCRx1/8"NPT | PV |  | 70101
2.04.060 | [ADAPTER VCR | Cajon 1/2"VCRx1/2"BSPP w.sieve | PV | 0 | 99999
2.04.061 | [ADAPTER VCO | Cajon adapter 1/4"VCOx1/4"NPT | PV |  | 70101
2.04.063 | [ADAPTER VCO | Cajon adapter 1/4"VCOx1/8"NPT | PV |  | 70101
2.04.064 | [ADAPTER VCO | Cajon adapter 1/2"VCOx1/2"NPT | PV |  | 70101
2.04.067 | [ | = 2.04.113 | NONE
2.04.068 | [ADAPTER 12M | Swagelok adap.12mmx1/2 w.sieve | PV | 0 | 99999
2.04.069 | [ADAPTER 1/4 | adapt.1/4"ODx1/4"BSPP w.sieve | PV | 0 | 99999
2.04.070 | [ADAPTER 8MM | Swagelok adapt.8mm ODx1/4"BSPP | PV |  | 70101
2.04.071 | [ADAPTER 6MM | Swagelok adapt.6mm ODx1/4"BSPP | PV |  | 70101
2.04.072 | [ADAPTER 6MM | Swagelok adapt.6mm ODx1/8"BSPP | PV |  | 70101
2.04.073 | [ADAPTER 10M | Swagelok adap.10mm ODx1/4"BSPP | PV |  | 70101
2.04.074 | [ADAPTER VCO | Cajon adapter 1/2"VCOx1/4"NPT | PV |  | 70101
2.04.076 | [ADAPTER 1/2 | Swagelok adapt.1/2"ODx3/4"NPT | PV |  | 70101
2.04.077 | [ADAPTER VCR | Cajon adapter 1/2"VCRx1/4"NPT | PV |  | 70101
2.04.081 | [ADAPTER 20M | Sagana adapt. 20mm ODx3/4"BSPP | PV |  | 70514
2.04.082 | [ADAPTER 12M | Sagana adapt. 12mm ODx1/2"BSPP | PV |  | 70514
2.04.083 | [ADAPTER 12M | Sagana adapt. 12mm ODx1/4"BSPP | PV |  | 70514
2.04.084 | [ADAPTER 10M | Sagana adapt. 10mm ODx1/4"BSPP | PV |  | 70514
2.04.085 | [ADAPTER 25M | Sagana adapt. 25mm ODx3/4"BSPP | PV |  | 70514
2.04.086 | [ADAPTER 25M | Sagana adapter 25mm ODx1"BSPP | PV |  | 70514
2.04.087 | [ADAPTER 20M | Sagana adapt. 20mm ODx1/2"BSPP | PV |  | 70514
2.04.088 | [ADAPTER 10M | Sagana adapt. 10mm ODx1/8"BSPP | PV |  | 70514
2.04.090 | [ADAPTER VCO | adapt.1/2"VCOx1/4"BSPP w.sieve | PV |  | 99999
2.04.093 | [ADAPTER FER | Swagelok front ferrule 1/8"OD | PV |  | 70101
2.04.094 | [ADAPTER FER | Swagelok back ferrule 1/8"OD | PV |  | 70101
2.04.095 | [ADAPTER 6MM | Swagelok adapt.6mm ODx1/4"BSPP | PV |  | 70101
2.04.096 | [ADAPTER 6MM | adapt.6mm ODx1/4"BSPP w.sieve | PV | 0 | 99999
2.04.099 | [ADAPTER 10M | Sagana adapt. 10mm ODx1/2"BSPP | PV |  | 70514
2.04.100 | [ADAPTER 1" | Sagana adapter 1"ODx1"BSPP | PV |  | 70514
2.04.101 | [ | = 2.04.086 | NONE
2.04.102 | [ADAPTER 20M | Sagana adapter 20mm ODx1"BSPP | PV |  | 70514
2.04.103 | [ADAPTER 20M | Sagana adapt.20mm ODx1"drilled | PV | 0 | 99999
2.04.104 | [CONUS | conus Ex-proof capillary | PV
2.04.105 | [CONUS | conus Ex-proof | PV
2.04.106 | [BOLT | bolt Ex-proof capillary | PV
2.04.107 | [ | = 2.04.102 | NONE
2.04.108 | [ | = 2.04.125 | NONE
2.04.114 | [ADAPTER 20M | Swagelok adap.20mm ODx3/4"BSPP | PV |  | 70101
2.04.115 | [ADAPTER 3/4 | Swagelok adapt.3/4"ODx3/4"BSPP | PV |  | 70101
2.04.123 | [ | = 2.04.046 | NONE
2.04.125 | [ADAPTER 12M | Swagelok adap.12mm ODx3/4"BSPP | PV |  | 70101
2.04.127 | [ADAPTER 18M | Swagelok adap.18mm ODx3/4"BSPP | PV |  | 70101
2.04.129 | [ADAPTER 22M | Swagelok adap.22mm ODx3/4"BSPP | PV |  | 70101
2.04.130 | [ADAPTER 25M | Swagelok adap.25mm ODx3/4"BSPP | PV |  | 70101
2.04.137 | [ADAPTER 12M | Swagelok adap.12mm ODx1/4"BSPP | PV | 0 | 99999
2.04.138 | [ADAPTER 12M | Swagelok adap.12mm ODx1/2"BSPP | PV | 0 | 99999
2.04.140 | [ADAPTER NPT | Cajon adapter 1/4"NPTx1/4"BSPP | PV | 0 | 99999
2.04.141 | [ADAPTER 1/2 | Swagelok adapt.1/2"ODx1/4"BSPP | PV | 0 | 99999
2.04.142 | [ADAPTER 1/2 | Swagelok adapt.1/2"ODx1/2"BSPP | PV | 0 | 99999
2.04.146 | [ADAPTER NUT | Swagelok nut 3/4"OD | PV |  | 70101
2.04.163 | [ADAPTER 22M | adapter 22mm ODx1/2"BSPP | PV
2.04.165 | [ADAPTER 10M | Swagelok adap.10mm ODx1/8"BSPT | PV |  | 70101
2.04.171 | [ADAPTER 3/8 | Swagelok adapt.3/8"ODx1/4"RS | PV |  | 70101
2.04.181 | [ADAPTER 1/4 | Swagelok adapt.1/4"ODx1/2"BSPP | PV |  | 99999
2.04.184 | [ADAPTER 3/4 | Swagelok adapt.3/4"ODx1/2"BSPP | PV |  | 99999
2.04.189 | [ADAPTER 3/8 | Swagelok adapt.3/8"ODx1/8"NPT | PV |  | 70101
2.04.211 | [ADAPTER1/16 | Swagelok adapt.1/16"ODx1/8"NPT | PV |  | 70101
2.04.216 | [ADAPTER VCR | Swagelok adap.1/4"VCRx1/8"BSPP | PV |  | 70101
2.04.217 | [ADAPTER VCR | Swagelok adap.1/4"VCRx1/4"BSPP | PV |  | 70101
2.04.222 | [ADAPTER 1/4 | adapter G1/4" male to male | PV |  | 70417
2.04.225 | [ADAPTER CAP | Cajon blind cap 1/8"VCR | PV |  | 70101
2.04.242 | [ADAPTER NUT | Swagelok nut 18mm OD | PV |  | 70101
2.04.243 | [ADAPTER FER | Swagelok front ferrule 18mm OD | PV |  | 70101
2.04.244 | [ADAPTER FER | Swagelok back ferrule 18mm OD | PV |  | 70101
2.04.245 | [ADAPTER NUT | Swagelok nut 20mm OD | PV |  | 70101
2.04.246 | [ADAPTER FER | Swagelok front ferrule 20mm OD | PV |  | 70101
2.04.247 | [ADAPTER FER | Swagelok back ferrule 20mm OD | PV |  | 70101
2.04.249 | [ADAPTER FER | Swagelok front ferrule 22mm OD | PV |  | 70101
2.04.250 | [ADAPTER FER | Swagelok back ferrule 22mm OD | PV |  | 70101
2.04.251 | [ADAPTER NUT | Swagelok nut 25mm OD | PV |  | 70101
2.04.252 | [ADAPTER FER | Swagelok front ferrule 25mm OD | PV |  | 70101
2.04.253 | [ADAPTER FER | Swagelok back ferrule 25mm OD | PV |  | 70101
2.04.255 | [ADAPTER FER | Swagelok front ferrule 3/4"OD | PV |  | 70101
2.04.256 | [ADAPTER FER | Swagelok back ferrule 3/4"OD | PV |  | 70101
2.04.257 | [ADAPTER NUT | Swagelok nut 1"OD | PV |  | 70101
2.04.258 | [ADAPTER FER | Swagelok front ferrule 1"OD | PV |  | 70101
2.04.259 | [ADAPTER FER | Swagelok back ferrule 1"OD | PV |  | 70101
2.04.262 | [ADAPTER NUT | Swagelok nut 15mm OD | PV |  | 70101
2.04.263 | [ADAPTER FER | Swagelok front ferrule 15mm OD | PV |  | 70101
2.04.264 | [ADAPTER FER | Swagelok back ferrule 15mm OD | PV |  | 70101
2.04.265 | [ADAPTER NUT | Swagelok nut 16mm OD | PV |  | 70101
2.04.266 | [ADAPTER FER | Swagelok front ferrule 16mm OD | PV |  | 70101
2.04.267 | [ADAPTER FER | Swagelok back ferrule 16mm OD | PV |  | 70101
2.04.284 | [SILENCER | Festo U-M5 silencer | PV |  | 70523
2.04.299 | [ADAPTER 1/4 | Swagelok male adapt.1/4"x1/4" | PV |  | 70101
2.04.300 | [ADAPTER 6MM | Swagelok male adapt.6mmx1/4" | PV |  | 70101
2.04.301 | [SILENCER | Legris push in silencer 4mm | PV |  | 70506
2.04.302 | [RUN TEE | Legris run tee 4mm x G1/8 | PV |  | 70506
2.04.306 | [ADAPTER1/16 | Swagelok adapt.1/16"ODx1/4"NPT | PV |  | 70101
2.04.307 | [ADAPTER1/16 | Swagelok adap.1/16"ODx1/8"BSPP | PV |  | 99999
2.04.328 | [ADAPTER VCO | Cajon adapter 3/4"VCOx3/4"NPT | PV | 0 | 99999
2.04.329 | [ADAPTER VCO | adap. 1/4"o-ring FS x weldtube | PV
2.04.334 | [ADAPTER VCO | Cajon adapter 1/4"VCOx1/4"BSPP | PV | 0 | 70101
2.04.335 | [ADAPTER VCO | Cajon adapter 1/2"VCOx1/2"BSPP | PV | 0 | 70101
2.04.336 | [ADAPTER VCO | Cajon adapter 1/2"VCOx1/4"BSPP | PV |  | 70101
2.04.337 | [ADAPTER VCO | Cajon adapter 1/4"VCOx1/8"BSPP | PV | 0 | 70101
2.04.338 | [ADAPTER VCR | Cajon adapter 1/2"VCRx1/2"BSPP | PV | 0 | 70101
2.04.355 | [ADAPTER 1/8 | Swagelok adapt.1/8"ODx1/8"BSPP | PV |  | 70101
2.04.357 | [ADAPTER 6M | Swagelok adapt.6mm ODx1/8"BSPP | PV |  | 70101
2.04.362 | [FITTING | Festo push-in fitting QSM-M3-3 | PV |  | 70523
2.04.363 | [FITTING | Festo push-in fitting QSM-M7-6 | PV |  | 70523
2.04.364 | [FITTING | Festo push-in fitting QSM-M5-3 | PV |  | 70523
2.04.365 | [SILENCER | Festo silencer UCM7 | PV |  | 70523
2.04.366 | [PLUG | Festo blanking plug M7 | PV |  | 70523
2.04.367 | [NIPPLE | Festo reducing nipple 1/4"-M5 | PV |  | 70523
2.04.368 | [CONNECTOR | Festo push-in T-connector 3mm | PV |  | 70523
2.04.374 | [FITTING | Festo push-in fittingQSML-M5-3 | PV |  | 70523
2.04.385 | [PLUG | Festo angled plug PEV-1/4-A-WD | PV |  | 70523
2.04.393 | [ADAPTER | Bester adapt. 1/8"ODx10-32 UNF | PV |  | 70251
2.04.398 | [ADAPTER | Beswick adapt 1/16"ODx10-32UNF | PV |  | 70280
2.04.399 | [ADAPTER | Beswick adapt 1/8"ODx10-32UNF | PV |  | 70280
2.04.440 | [ADAPTER 1/8 | adap. 1/8"BSPP RS x 3/8" weld | PV |  | 72029
2.04.518 | [SMC FITTING | SMC socket head male conn M5 | PV |  | 71922
2.04.540 | [ADAPTER FLM | adapter FLMxS (4mm) x 1/4" NPT | PV
2.05.001 | [BODY 001 | body F-001 | PV |  | 71305
2.05.002 | [ORIFICE M4 | orifice M4 blind | PV |  | 71305
2.05.003 | [PLUNGER | plunger without sealing mat. | PV |  | 71305
2.05.004 | [PLUNGERHOLD | plungerholder F-003 | PV |  | 71305
2.05.005 | [BODY 111 | body F-111 | PV |  | 71305
2.05.006 | [BODY 201 | body F-201 | PV |  | 71305
2.05.007 | [SUPPORT CAP | support capillary | PV |  | 71305
2.05.009 | [SLEEVE | sleeve F-001 | PV |  | 72203
2.05.010 | [BODY 112C | body F-112C | PV |  | 71320
2.05.011 | [COVER 112C | cover F-112C | PV |  | 71320
2.05.012 | [BODY 132 | body F-132 | PV |  | 71305
2.05.013 | [COVER 132 | cover F-132 | PV |  | 71305
2.05.014 | [BODY 002 | body F-002 | PV |  | 71305
2.05.015 | [RING PRESS | pressing ring F-132 | PV |  | 71305
2.05.016 | [PLUNGERHOLD | plungerholder high pressure | PV |  | 71305
2.05.017 | [ORIFICE M5 | orifice M5 blind | PV |  | 71305
2.05.018 | [PLUNGER | adjustable plunger | PV |  | 71305
2.05.019 | [WASHER | washer d11.5x8x1.5mm | PV |  | 71305
2.05.020 | [FILTER | laminar filter 11.5x0.2x1.5mm | PV |  | 71305
2.05.021 | [FILTER | laminar filter 11.5x1.5mm | PV |  | 71305
2.05.022 | [FILTERHOLDE | filterholder | PV |  | 71305
2.05.023 | [BODY 113 | body F-113 | PV |  | 71305
2.05.024 | [COVER 113 | cover F-113 | PV |  | 71305
2.05.025 | [PLATE COVER | cover plate 11.5x1.5mm | PV |  | 71305
2.05.026 | [BODY 202 | body F-202 | PV |  | 71305
2.05.027 | [PLATE COVER | cover plate 11.5x1.5mm | PV |  | 71305
2.05.028 | [SLEEVE | sleeve high pressure | PV |  | 71305
2.05.029 | [FILTER FRON | frontplate medium flow | PV |  | 71305
2.05.030 | [FILTER END | endplate medium flow | PV |  | 71305
2.05.031 | [FILTER END | endplate high flow | PV |  | 71305
2.05.032 | [FILTER FRON | frontplate high flow | PV |  | 71305
2.05.033 | [BODY 201 | body F-201 | PV |  | 71305
2.05.034 | [SLEEVE 001 | lower part sleeve F-001 | PV |  | 71305
2.05.035 | [SLEEVE 001 | upper part sleeve F-001 | PV |  | 71305
2.05.036 | [PLUNGER | plunger low flow | PV |  | 71305
2.05.037 | [PLUNGERHOLD | plungerholder | PV |  | 71305
2.05.038 | [ORIFICE M4 | orifice M4 d1.7mm | PV |  | 71305
2.05.039 | [ORIFICE M4 | orifice M4 d1.3mm | PV |  | 71305
2.05.040 | [ORIFICE M4 | orifice M4 d1.0mm | PV |  | 71305
2.05.041 | [ORIFICE M4 | orifice M4 d0.7mm | PV |  | 71305
2.05.042 | [ORIFICE M4 | orifice M4 d0.5mm | PV |  | 71305
2.05.043 | [ORIFICE M4 | orifice M4 d0.3mm | PV |  | 71305
2.05.044 | [ORIFICE M4 | orifice M4 d0.2mm | PV |  | 71305
2.05.045 | [ORIFICE M4 | orifice M4 d0.14mm | PV |  | 71305
2.05.046 | [ORIFICE M4 | orifice M4 d0.10mm | PV |  | 71305
2.05.047 | [BODY 001 | body F-001 | PV |  | 71305
2.05.048 | [BODY 221 | body F-221 | PV |  | 71305
2.05.049 | [BODY 133 | body F-133 | PV |  | 71305
2.05.050 | [COVER 133 | cover F-133 | PV |  | 71305
2.05.051 | [SLEEVE 001 | sleeve Euro-coil F-001 | PV |  | 72203
2.05.052 | [BODY 114 | body F-114 | PV |  | 71305
2.05.053 | [COVER 114 | cover F-114 | PV |  | 71305
2.05.054 | [ORIFICE M5 | orifice M5 d2.0mm | PV |  | 71305
2.05.055 | [ORIFICE M5 | orifice M5 d1.7mm | PV |  | 71305
2.05.056 | [ORIFICE M5 | orifice M5 d1.5mm | PV |  | 71305
2.05.057 | [ORIFICE M5 | orifice M5 d1.3mm | PV |  | 71305
2.05.058 | [ORIFICE M5 | orifice M5 d1.0mm | PV |  | 71305
2.05.059 | [ORIFICE M5 | orifice M5 d0.7mm | PV |  | 71305
2.05.060 | [ORIFICE M5 | orifice M5 d0.5mm | PV |  | 71305
2.05.061 | [ORIFICE M5 | orifice M5 d0.3mm | PV |  | 71305
2.05.062 | [ORIFICE M5 | orifice M5 d0.2mm | PV |  | 71305
2.05.063 | [ORIFICE M5 | orifice M5 d0.14mm | PV |  | 71305
2.05.064 | [ORIFICE M5 | orifice M5 d0.10mm | PV |  | 71305
2.05.065 | [ORIFICE M5 | orifice M5 d0.09mm | PV |  | 71305
2.05.066 | [ORIFICE M5 | orifice M5 d0.07mm | PV |  | 71305
2.05.067 | [ORIFICE M5 | orifice M5 d0.05mm | PV |  | 71305
2.05.068 | [ORIFICE M4 | orifice M4 d0.07mm | PV |  | 71305
2.05.069 | [PLATE ORIFI | orifice plate F-114 | PV |  | 71305
2.05.070 | [BODY 114 | body F-114 | PV |  | 71305
2.05.071 | [COVER 114 | cover F-114 | PV |  | 71305
2.05.072 | [PLATE 114 | plate F-114 | PV |  | 71305
2.05.073 | [BODY 202 | body F-202 | PV |  | 71305
2.05.074 | [COVER 112 | cover F-112 | PV |  | 71305
2.05.075 | [FILTERHOUSI | filter housing F-202 | PV |  | 71305
2.05.076 | [PRESSURE SE | pressure sensor 1000 bara | PV |  | 71103
2.05.077 | [RING PRESS | pressing ring 64 bar | PV |  | 71305
2.05.078 | [RING PRESS | pressing ring 400 bar | PV |  | 71305
2.05.079 | [BODY 601 | body P-601 | PV |  | 71305
2.05.080 | [BODY 701 | body P-701 | PV |  | 71305
2.05.081 | [BODY 501 | body P-501 | PV |  | 71305
2.05.082 | [BODY 702 | body P-702 | PV |  | 71305
2.05.083 | [BODY 602 | body P-602 | PV |  | 71305
2.05.084 | [BODY 532 | body P-532 | PV |  | 71305
2.05.085 | [BODY 800 | body B-800 GMA | PV |  | 71305
2.05.086 | [BODY 702A | body P-702A | PV |  | 71305
2.05.087 | [UPPER PART | upper part high flow valve | PV |  | 71305
2.05.088 | [BODY 003 | body F-003 | PV |  | 71305
2.05.089 | [PLUG | plug | PV |  | 71305
2.05.090 | [ORIFICE 003 | orifice F-003 | PV |  | 71305
2.05.091 | [ORIFICE 003 | orifice F-003 d1.5mm | PV |  | 71305
2.05.092 | [PLUNGER 003 | plunger F-003 | PV |  | 71305
2.05.093 | [PLATE F-003 | plate for membrane F-003 | PV |  | 72019
2.05.094 | [BODY 602A | body P-602A | PV |  | 71305
2.05.095 | [BODY 202A | body F-202A | PV |  | 71320
2.05.096 | [BODY 203 | body F-203 | PV |  | 71305
2.05.097 | [SLEEVE 002 | lower part sleeve F-002 Ex-pr. | PV |  | 71305
2.05.098 | [SLEEVE 003 | lower part sleeve F-003 Ex-pr. | PV |  | 71305
2.05.099 | [SLEEVE 003 | upper part sleeve F-003 Ex-pr. | PV |  | 71305
2.05.100 | [PLUNGERHOLD | plungerholder F-002 Ex-proof | PV |  | 71305
2.05.101 | [COVER 203 | cover F-203 | PV |  | 71305
2.05.102 | [BODY GMA | body GMA | PV |  | 71305
2.05.103 | [PLUG GMA | plug GMA | PV |  | 71305
2.05.104 | [SLEEVE 002 | sleeve F-002 | PV |  | 71305
2.05.105 | [RING PRESS | pressing ring F-002 | PV |  | 71305
2.05.106 | [BODY 001 | body F-001 | PV |  | 71305
2.05.107 | [BODY 603 | body P-603 | PV |  | 71305
2.05.108 | [BODY 703 | body P-703 | PV |  | 71305
2.05.109 | [PLUNGERHOLD | plungerholder F-003 Ex-proof | PV |  | 71305
2.05.110 | [SLEEVE 001 | sleeve F-001 n.o. | PV |  | 71305
2.05.111 | [PLUNGERHOLD | plungerholder F-001 n.o. | PV |  | 71305
2.05.112 | [BUSH | distance bush F-001 n.o. | PV |  | 71305
2.05.113 | [BUSH 001 | bush F-001 n.o. | PV |  | 71305
2.05.114 | [WASHER | washer F-001 n.o. | PV |  | 71305
2.05.115 | [CONUS | conus 1600 bar | PV |  | 71305
2.05.116 | [WASHER | washer 1600 bar | PV |  | 71305
2.05.117 | [RING PRESS | pressing ring 1600 bar | PV |  | 71305
2.05.118 | [BODY 301 | body A-301 | PV |  | 71305
2.05.119 | [BODY 302 | body A-302 | PV |  | 71305
2.05.120 | [BODY 303 | body A-303 | PV |  | 71305
2.05.121 | [PLATE CLIP | clip plate A-300 series | PV |  | 71305
2.05.122 | [UPPER PART | upper part F-023 | PV |  | 71305
2.05.123 | [FILLING PRT | filling part F-201 low flow | PV |  | 71305
2.05.124 | [ALIGN BOX | align box laminar flow element | PV |  | 72029
2.05.125 | [BODY 403 | body A-403 | PV |  | 71305
2.05.126 | [BODY 203A | body F-203A | PV |  | 71305
2.05.127 | [BODY 201 | body F-201 | PV |  | 71305
2.05.128 | [BODY 232 | body F-232 | PV |  | 71305
2.05.129 | [SLEEVE | upper part sleeve | PV |  | 71305
2.05.130 | [SLEEVE | lower part sleeve | PV |  | 71305
2.05.131 | [RING PRESS | pressing ring | PV |  | 71305
2.05.132 | [ADAPTOR TUR | turn off adaptor G 1/4" | PV |  | 71305
2.05.133 | [ADAPTOR TUR | turn off adaptor G 1/4" | PV |  | 71305
2.05.134 | [ADAPTOR TUR | turn off adaptor G 1/8" | PV |  | 71305
2.05.135 | [BODY 113A | body F-113A | PV |  | 71305
2.05.136 | [UPPER PART | upper part F-033 | PV |  | 71305
2.05.137 | [BODY F-033 | body F-033 | PV |  | 71305
2.05.138 | [COVER 203 | cover F-203 | PV |  | 71305
2.05.139 | [BODY 223 | body F-223 | PV |  | 71305
2.05.140 | [PLUG | plug G 1/4" | PV |  | 71305
2.05.141 | [PLATE 033 | plate F-033 | PV |  | 71305
2.05.142 | [CONVERSION | conversion part | PV |  | 71305
2.05.143 | [BODY 601 | body P-601 | PV |  | 71305
2.05.144 | [BODY 701 | body P-701 | PV |  | 71305
2.05.145 | [BODY 501 | body P-501 | PV |  | 71305
2.05.146 | [RING PRESS | pressing ring 200 bar | PV |  | 72029
2.05.147 | [RING PRESS | pressing ring 400 bar | PV
2.05.148 | [BODY 632 | body P-632 | PV |  | 71305
2.05.149 | [BODY 732 | body P-732 | PV |  | 71305
2.05.150 | [BODY 602A | body P-602A | PV |  | 71305
2.05.151 | [BODY 702A | body P-702A | PV |  | 71305
2.05.152 | [BODY 502 | body P-502 | PV |  | 71305
2.05.153 | [BODY 532 | body P-532 | PV |  | 71305
2.05.154 | [BODY 603 | body P-603 | PV |  | 71305
2.05.155 | [BODY 703 | body P-703 | PV |  | 71305
2.05.156 | [PLATE MOUNT | mounting plate | PV |  | 71305
2.05.157 | [PLUNGER VUL | plunger viton vulcanized | PV |  | 71305
2.05.158 | [PLUNGER VUL | plunger neoprene vulcanized | PV |  | 71305
2.05.159 | [PLUNGER VUL | plunger EPDM vulcanized | PV |  | 71305
2.05.160 | [PLUNGER VUL | plunger KEL-F vulcanized | PV |  | 71305
2.05.161 | [PLUNGER VUL | plunger hypalon vulcanized | PV |  | 71305
2.05.162 | [ORIFICE M4 | orifice M4 d0.05mm | PV |  | 71305
2.05.163 | [ORIFICE M4 | orifice M4 d0.37mm | PV |  | 71305
2.05.164 | [PLUNGER CON | conical plunger | PV |  | 71305
2.05.165 | [BOX FILLER | filler box low flow | PV |  | 71305
2.05.166 | [BODY 124 | body F-124 | PV |  | 71305
2.05.167 | [COVER 124 | cover F-124 | PV |  | 71305
2.05.168 | [BODY 223 | body F-223 | PV |  | 71305
2.05.169 | [BODY 231A | body F-231A | PV |  | 71305
2.05.170 | [BODY 222A | body F-222A | PV |  | 71305
2.05.171 | [BODY 232A | body F-232A | PV |  | 71305
2.05.172 | [BODY 033 | body F-033 | PV |  | 71305
2.05.173 | [BODY 632 | body P-632 | PV |  | 71305
2.05.174 | [BODY 732 | body P-732 | PV |  | 71305
2.05.175 | [BODY 203 | body F-203 | PV |  | 71305
2.05.176 | [RING PRESS | pressing ring | PV |  | 71305
2.05.177 | [PLUNGER | plunger pressure compensation | PV |  | 71305
2.05.178 | [FILTER END | endplate high flow | PV |  | 71305
2.05.179 | [ORIFICE M4 | orifice M4 d0.025mm | PV |  | 71615
2.05.180 | [ORIFICE M5 | orifice M5 d0.025mm | PV |  | 71615
2.05.181 | [PLUNGER VUL | plunger kalrez vulcanized | PV |  | 71615
2.05.182 | [FILTER END | endplate medium flow | PV |  | 71305
2.05.183 | [FILTER FRON | frontplate medium flow | PV |  | 71305
2.05.184 | [PLATE FILLE | filler plate pressure sensor | PV |  | 71305
2.05.185 | [BODY 115A | body F-115A | PV |  | 71305
2.05.186 | [BODY 115B | body F-115B | PV |  | 71305
2.05.187 | [BODY 115C | body F-115C | PV |  | 71305
2.05.188 | [BODY 115D | body F-115D | PV |  | 71305
2.05.189 | [ORIFICE 115 | orifice F-115C d17mm | PV |  | 71305
2.05.190 | [ORIFICE 115 | orifice F-115C d25mm | PV |  | 71305
2.05.191 | [ORIFICE 115 | orifice F-115C d38mm | PV |  | 71305
2.05.192 | [ORIFICE 115 | orifice F-115C d47mm | PV |  | 71305
2.05.193 | [INSERT 115 | insert F-115 | PV |  | 71305
2.05.194 | [ORIFICE 115 | orifice F-115 blind | PV |  | 71305
2.05.195 | [RING PRESS | pressing ring filter F-115A | PV |  | 71305
2.05.196 | [RING PRESS | pressing ring filter F-115B | PV |  | 71305
2.05.197 | [RING PRESS | pressing ring filter F-115C | PV |  | 71305
2.05.198 | [RING PRESS | pressing ring filter F-115D | PV |  | 71305
2.05.199 | [DISTANCEPRT | distance part F-115 | PV |  | 71305
2.05.200 | [CASE INDUST | case MFM Industrial | PV |  | 72601
2.05.201 | [RING 105A | center ring F-105A 40mm DIN | PV |  | 72014
2.05.202 | [RING 105B | center ring F-105B 50mm DIN | PV |  | 72014
2.05.203 | [RING 105C | center ring F-105C 80mm DIN | PV |  | 72014
2.05.204 | [RING 105D | center ring F-105D 100mm DIN | PV |  | 72014
2.05.205 | [INSERT LIQU | insert liquid | PV |  | 71305
2.05.206 | [COVER 800 | cover F-800 low pressure | PV |  | 71305
2.05.207 | [COVER 832 | cover F-832/F-932 | PV |  | 71305
2.05.208 | [RING PRESS | pressing ring liquid capillary | PV |  | 71305
2.05.209 | [BODY 932 | body F-932 | PV |  | 71305
2.05.210 | [BODY 832 | body F-832 | PV |  | 71305
2.05.211 | [BODY 801 | body F-801 | PV |  | 71305
2.05.212 | [BODY 910 | body F-910 | PV |  | 71305
2.05.213 | [BODY 114 | body F-114 | PV |  | 71305
2.05.214 | [COVER 114 | cover F-114 | PV |  | 71305
2.05.215 | [INSERT 114 | insert F-114 | PV |  | 71305
2.05.216 | [ORIFICE 114 | orifice F-114 d14mm | PV |  | 71305
2.05.217 | [ORIFICE M5 | orifice M5 d0.25mm | PV |  | 71305
2.05.218 | [ORIFICE M5 | orifice M5 d0.37mm | PV |  | 71305
2.05.219 | [ORIFICE M5 | orifice M5 d0.6mm | PV |  | 71305
2.05.220 | [ORIFICE M5 | orifice M5 d0.8mm | PV |  | 71305
2.05.221 | [ORIFICE M5 | orifice M5 d0.9mm | PV |  | 71305
2.05.222 | [ORIFICE M5 | orifice M5 d1.1mm | PV |  | 71305
2.05.223 | [ORIFICE M5 | orifice M5 d1.2mm | PV |  | 71305
2.05.224 | [ORIFICE M5 | orifice M5 d1.4mm | PV |  | 71305
2.05.225 | [ORIFICE M5 | orifice M5 d1.6mm | PV |  | 71305
2.05.226 | [ORIFICE M5 | orifice M5 d1.8mm | PV |  | 71305
2.05.227 | [ORIFICE M5 | orifice M5 d1.9mm | PV |  | 71305
2.05.228 | [ORIFICE 115 | orifice F-115A d8mm | PV |  | 71305
2.05.229 | [ORIFICE 115 | orifice F-115A d11mm | PV |  | 71305
2.05.230 | [ORIFICE 115 | orifice F-115A d17mm | PV |  | 71305
2.05.231 | [ORIFICE 115 | orifice F-115B d11mm | PV |  | 71305
2.05.232 | [ORIFICE 115 | orifice F-115B d17mm | PV |  | 71305
2.05.233 | [ORIFICE 115 | orifice F-115B d25mm | PV |  | 71305
2.05.234 | [ORIFICE 115 | orifice F-115D d25mm | PV |  | 71305
2.05.235 | [ORIFICE 115 | orifice F-115D d38mm | PV |  | 71305
2.05.236 | [ORIFICE 115 | orifice F-115D d60mm | PV |  | 71305
2.05.237 | [BODY 133A | body F-133A | PV |  | 71305
2.05.238 | [ | not used | NONE
2.05.239 | [RING 105A | center ring F-105A ANSI150 | PV | 0 | 99999
2.05.240 | [RING 105B | center ring F-105B ANSI150 | PV | 0 | 99999
2.05.241 | [RING 105C | center ring F-105C ANSI150 | PV | 0 | 99999
2.05.242 | [RING 105C | center ring F-105C ANSI300 | PV |  | 71305
2.05.243 | [RING 105D | center ring F-105D ANSI300 | PV |  | 71305
2.05.244 | [PIN 033 | pin F-033 | PV |  | 71305
2.05.245 | [PISTON | piston F-033 | PV |  | 71305
2.05.246 | [RING PRESS | pressing ring F-033 | PV |  | 71305
2.05.247 | [COVER 112 | cover F-112 Metco | PV |  | 71305
2.05.248 | [ADAPTOR TUR | turn off adaptor G 1/2" | PV |  | 71305
2.05.249 | [BOX FILLER | filler box low flow | PV |  | 71305
2.05.250 | [SLEEVE 002 | sleeve F-002 n.o. | PV |  | 71305
2.05.251 | [CASE 002 | case F-002 n.o. | PV |  | 71305
2.05.252 | [RING PRESS | pressing ring F-002 n.o. | PV |  | 71305
2.05.253 | [PLUNGER 003 | plunger F-003 viton | PV |  | 71305
2.05.254 | [NIPPLE SOLD | solder nipple with conus | PV |  | 71305
2.05.255 | [BODY 932 | body F-932 | PV |  | 71305
2.05.256 | [BODY 832 | body F-832 | PV |  | 71305
2.05.257 | [BODY 810 | body F-810 | PV |  | 71305
2.05.258 | [BODY 910 | body F-910 | PV |  | 71305
2.05.259 | [COVER 832 | cover F-832/F-932 | PV |  | 71305
2.05.260 | [COVER 810 | cover F-810/F-910 | PV |  | 71305
2.05.261 | [CAPILLARYHO | capillaryholder liquid low | PV |  | 71305
2.05.262 | [TAP CASE | tap case liquid | PV |  | 71305
2.05.263 | [NUT TAP | nut tap liquid | PV |  | 71305
2.05.264 | [SPINDLE TAP | spindle tap liquid | PV |  | 71305
2.05.265 | [ | = 3.02.019 | NONE
2.05.267 | [ADAPTER M8 | adapter liquid M8xM5 | PV |  | 71305
2.05.268 | [SLEEVE LIQU | upper part sleeve liquid | PV |  | 71305
2.05.269 | [ | = 3.03.045 | NONE
2.05.270 | [SLEEVE LIQU | upper part sleeve liquid | PV |  | 71305
2.05.271 | [ADAPTER | turn off adapter M6 | PV |  | 71305
2.05.272 | [ | = 3.02.013 | NONE
2.05.273 | [ | = 3.02.014 | NONE
2.05.274 | [ | = 3.02.015 | NONE
2.05.275 | [ | = 3.02.016 | NONE
2.05.276 | [ADAPTER 1/4 | adapter body 1/4"ODx1/8"BSPP | PV |  | 71305
2.05.277 | [ADAPTER 1/4 | adapter body 1/4"ODx1/4"BSPP | PV |  | 71305
2.05.278 | [ADAPTER 6MM | adapter body 6mm ODx1/8"BSPP | PV |  | 71305
2.05.279 | [ADAPTER 6MM | adapter body 6mm ODx1/4"BSPP | PV |  | 71305
2.05.280 | [ | not used | NONE
2.05.281 | [ | not used | NONE
2.05.282 | [BODY 934 | body F-934 | PV |  | 71305
2.05.283 | [COVER 934 | cover F-934 | PV |  | 71305
2.05.284 | [BODY 834 | body F-834 | PV |  | 71305
2.05.285 | [COVER 834 | cover F-834 | PV |  | 71305
2.05.286 | [CAPILLARYHO | capillaryholder liquid high | PV |  | 71305
2.05.287 | [PLATE LIQUI | under plate liquid | PV |  | 71305
2.05.288 | [PLUNGER FOL | plunger folded without sealing | PV |  | 71305
2.05.289 | [SLEEVE 002 | lower part sleeve F-002 | PV |  | 71305
2.05.290 | [BODY 033 | body F-033 | PV |  | 71305
2.05.291 | [PLATE CENT | center plate liquid | PV |  | 71305
2.05.292 | [BODY 932 | body F-932 | PV |  | 71305
2.05.293 | [BODY 900 | body F-900 | PV |  | 71305
2.05.294 | [BODY 001 | body F-001 liquid | PV |  | 71305
2.05.295 | [SLEEVE LIQU | upper part sleeve liquid | PV |  | 71305
2.05.296 | [SLEEVE | upper part sleeve gas | PV |  | 71305
2.05.297 | [BODY 002 | body F-002 | PV |  | 71305
2.05.298 | [RING PRESS | pressing ring liquid | PV |  | 71305
2.05.299 | [RING 002 | ring F-002 liquid | PV |  | 71305
2.05.300 | [SLEEVE 002 | lower part sleeve F-002 | PV |  | 71305
2.05.301 | [BODY 001 | body F-001 liquid | PV |  | 71305
2.05.302 | [ADAPTER | adapter gas | PV |  | 71305
2.05.303 | [SLEEVE 001 | lower part sleeve F-001 | PV |  | 71305
2.05.304 | [ADAPTER LIQ | adapter liquid | PV |  | 71305
2.05.305 | [ORIFICE | orifice F-001/F-002 | PV |  | 71305
2.05.306 | [ORIFICE | orifice F-001/F-002 | PV |  | 71305
2.05.307 | [PISTON 033 | piston F-033 | PV |  | 71305
2.05.308 | [RING PRESS | pressing ring F-033 | PV |  | 71305
2.05.309 | [RING 033 | ring F-033 | PV |  | 71305
2.05.310 | [INSERT 834 | insert F-834/F-934 | PV |  | 71305
2.05.311 | [BOLT LIQUID | bolt M5 liquid | PV |  | 71305
2.05.312 | [BODY 114A | body F-114A | PV |  | 71305
2.05.313 | [COVER 114A | cover F-114A | PV |  | 71305
2.05.314 | [ORIFICE 114 | orifice 114A d20mm | PV |  | 71305
2.05.315 | [ORIFICE 114 | orifice 114A d8mm | PV |  | 71305
2.05.316 | [ORIFICE 114 | orifice 114A d11mm | PV |  | 71305
2.05.317 | [ORIFICE 114 | orifice 114A d17mm | PV |  | 71305
2.05.318 | [DISTANCE BU | distance bush F-001 | PV |  | 71305
2.05.319 | [SLEEVE 001 | lower part sleeve F-001 | PV |  | 71305
2.05.320 | [SLEEVE 001 | upper part sleeve F-001 | PV |  | 71305
2.05.321 | [RING LIQUID | ring liquid capillary | PV
2.05.322 | [BODY 506 | body P-506 | PV |  | 72014
2.05.323 | [COVER 506 | cover P-506 | PV |  | 72014
2.05.324 | [BODY 233 | body F-233 | PV |  | 71305
2.05.325 | [COVER 233 | cover F-233 | PV |  | 71305
2.05.326 | [ORIFICE 114 | orifice F-114 d8mm | PV |  | 71305
2.05.327 | [ORIFICE 114 | orifice F-114 d11mm | PV |  | 71305
2.05.328 | [ORIFICE 114 | orifice F-114 d17mm | PV |  | 71305
2.05.329 | [ORIFICE 114 | orifice F-114 d14mm | PV |  | 71305
2.05.330 | [UPPER PART | upper part F-003 | PV |  | 71305
2.05.331 | [SPINDLE 003 | spindle F-003 | PV |  | 71305
2.05.332 | [COVER 124 | cover F-124 | PV |  | 71305
2.05.333 | [BODY 124 | body F-124 | PV |  | 71305
2.05.334 | [DISTANCE PA | distance part Industrial | PV |  | 71305
2.05.335 | [ELEMENTHOLD | flow element holder F-112 | PV |  | 71305
2.05.336 | [BODY FILTER | body filter | PV |  | 71305
2.05.337 | [BODY 500 | body P-500 | PV |  | 71305
2.05.338 | [BODY 507 | body P-507 | PV |  | 71305
2.05.339 | [CAP FILTER | cap filter G1/8"male | PV |  | 71305
2.05.340 | [CAP FILTER | cap filter G1/4"male | PV |  | 71305
2.05.341 | [CAP FILTER | cap filter G1/8"female | PV |  | 71305
2.05.342 | [CAP FILTER | cap filter G1/4"female | PV |  | 71305
2.05.343 | [BODY 111D | body F-111D | PV |  | 71305
2.05.344 | [BODY 201D | body F-201D | PV |  | 71305
2.05.345 | [BODY 201C | body F-201C | PV |  | 71305
2.05.348 | [COVER PLATE | cover plate F-001 black | PV |  | 71305
2.05.349 | [SLEEVE 001 | upper part sleeve F-001 D-type | PV |  | 71305
2.05.350 | [SLEEVE 001 | upper part sleeve F-001 C-type | PV |  | 71305
2.05.351 | [SLEEVE 001 | lower part sleeve F-001 | PV |  | 71305
2.05.352 | [PLUGERHOLDE | plungerholder F-001 | PV |  | 71305
2.05.355 | [ORIFICE D | orifice D-type blind | PV |  | 71305
2.05.356 | [BODY 701 | body P-701 | PV |  | 71305
2.05.357 | [BODY 601 | body P-601 | PV |  | 71305
2.05.369 | [ORIFICE D | orifice D d0.05mm | PV |  | 71305
2.05.370 | [ORIFICE D | orifice D d0.07mm | PV |  | 71305
2.05.371 | [ORIFICE D | orifice D d0.10mm | PV |  | 71305
2.05.372 | [ORIFICE D | orifice D d0.14mm | PV |  | 71305
2.05.373 | [ORIFICE D | orifice D d0.20mm | PV |  | 71305
2.05.374 | [ORIFICE D | orifice D d0.30mm | PV |  | 71305
2.05.375 | [ORIFICE D | orifice D d0.37mm | PV |  | 71305
2.05.376 | [ORIFICE D | orifice D d0.50mm | PV |  | 71305
2.05.377 | [ORIFICE D | orifice D d0.70mm | PV |  | 71305
2.05.378 | [ORIFICE D | orifice D d1.00mm | PV |  | 71305
2.05.379 | [ORIFICE D | orifice D d1.30mm | PV |  | 71305
2.05.380 | [INSERT ANN | insert F-101D annular d11.10mm | PV |  | 72029
2.05.381 | [INSERT ANN | insert F-101D annular d11.05mm | PV |  | 72029
2.05.393 | [INSERT ANN | insert F-101D annular d9.50mm | PV |  | 72029
2.05.400 | [INSERT GROO | insert F-101D grooved 10.70mm | PV |  | 72029
2.05.401 | [INSERT GROO | insert F-101D grooved 10.60mm | PV |  | 72029
2.05.402 | [INSERT GROO | insert F-101D grooved 10.50mm | PV |  | 72029
2.05.403 | [SUPPORT | support C-capillary | PV |  | 70813
2.05.404 | [PLUNGER FOL | folded plunger viton | PV |  | 71305
2.05.405 | [PLUNGER FOL | folded plunger kalrez | PV |  | 71305
2.05.406 | [PLUNGER FOL | folded plunger PTFE | PV |  | 71305
2.05.407 | [BODY 902 | body F-902 | PV |  | 71305
2.05.408 | [SLEEVE LIQU | upper part sleeve liquid | PV |  | 71305
2.05.409 | [BODY 111C | body F-111C | PV |  | 71305
2.05.410 | [BODY 131C | body F-131C | PV |  | 71305
2.05.411 | [BODY 001 | body F-001 | PV |  | 71305
2.05.412 | [REDUCER | reducer 1"NPTmale xG3/4"female | PV |  | 71305
2.05.413 | [REDUCER | reducer G3/4"male xG1/4"female | PV |  | 71305
2.05.414 | [INSERT ANN | insert F-101D annular d9.70mm | PV |  | 71305
2.05.415 | [BODY 500 | body P-500 Metco | PV |  | 71305
2.05.416 | [BODY 201AC | body F-201AC | PV |  | 71305
2.05.417 | [FILTER END | endplate F-201AC | PV |  | 71305
2.05.418 | [COVER 201AC | cover F-201AC | PV |  | 71305
2.05.419 | [BUSH 001 NO | bush F-001 n.o. | PV |  | 71305
2.05.420 | [PLUNGERHOLD | plungerholder F-001 n.o. | PV |  | 71305
2.05.421 | [SLEEVE 001 | upper part sleeve F-001 n.o. | PV |  | 71305
2.05.422 | [SLEEVE 001 | lower part sleeve F-001 n.o. | PV |  | 71305
2.05.423 | [BUSH 001 NO | distance bush F-001 n.o. | PV |  | 71305
2.05.424 | [SLEEVE 001 | lower part sleeve F-001 n.c. | PV |  | 71305
2.05.425 | [ORIFICE 001 | orifice F-001 blind | PV |  | 71305
2.05.427 | [BODY 201D | body F-201D | PV |  | 71305
2.05.428 | [ORIFICEHOLD | orificeholder F-001 n.c. | PV |  | 71305
2.05.429 | [SLEEVE 001 | upper part sleeve F-001 n.c. | PV |  | 71305
2.05.430 | [PLUNGERHOLD | plungerholder F-001 n.c. | PV |  | 71305
2.05.431 | [SLEEVE 001 | upper part sleeve F-001 n.c. | PV |  | 71305
2.05.433 | [SUPPORT | support D-capillary | PV | 0 | 99999
2.05.434 | [ | not used | NONE
2.05.435 | [RING D-CAP | pressing ring D-capillary | PV | 0 | 99999
2.05.436 | [ | not used | NONE
2.05.437 | [ | not used | NONE
2.05.438 | [FILTER END | endplate F-201AC | PV |  | 71305
2.05.439 | [BODY 113C | body F-113C | PV |  | 71305
2.05.440 | [BODY 133C | body F-133C | PV |  | 72014
2.05.441 | [COVER 113C | cover F-113C | PV |  | 71305
2.05.442 | [COVER 133C | cover F-133C | PV |  | 72014
2.05.443 | [BODY 133AX | body F-133AX GFA | PV |  | 72014
2.05.444 | [COVER 133AX | cover F-133AX GFA | PV |  | 72014
2.05.445 | [BODY 133X | body F-133X | PV |  | 72014
2.05.446 | [BODY 212C | body F-212C | PV |  | 71305
2.05.447 | [PLUNGER 003 | plunger F-003 neoprene | PV |  | 71305
2.05.448 | [PLUNGER 003 | plunger F-003 EPDM | PV |  | 71305
2.05.449 | [PLUNGER 003 | plunger F-003 hypalon | PV |  | 71305
2.05.450 | [BODY 201CL | body F-201CL | PV |  | 71305
2.05.451 | [BODY 132X | body F-132X | PV |  | 71305
2.05.452 | [COVER 132X | cover F-132X | PV |  | 71305
2.05.453 | [FILTER END | endplate medium flow F-132C | PV |  | 71305
2.05.454 | [BODY 132C | body F-132C | PV |  | 71305
2.05.455 | [DISTANCE PA | distance part Industrial | PV |  | 71305
2.05.456 | [BYPASS 105 | bypass body F-105 | PV |  | 71305
2.05.457 | [INSERT 105 | bypass insert F-105 d0.7mm | PV |  | 72029
2.05.458 | [BODY 114 | body F-114 | PV |  | 71305
2.05.459 | [ORIFICE 114 | orifice F-114 | PV |  | 71305
2.05.460 | [BODY 105A | body F-105A | PV |  | 72014
2.05.461 | [ORIFICE 105 | orifice F-105A d8mm | PV |  | 71305
2.05.462 | [BODY 105B | body F-105B | PV |  | 72014
2.05.463 | [ORIFICE 105 | orifice F-105B d11mm | PV |  | 71305
2.05.464 | [BODY 105C | body F-105C | PV |  | 72014
2.05.465 | [ORIFICE 105 | orifice F-105C d17mm | PV |  | 71305
2.05.466 | [BODY 105D | body F-105D | PV |  | 72014
2.05.467 | [ORIFICE 105 | orifice F-105D d25mm | PV |  | 71305
2.05.468 | [INSERT 834 | insert F-834/F-934 d5.0mm | PV |  | 71305
2.05.469 | [INSERT 834 | insert F-834/F-934 d6.5mm | PV |  | 71305
2.05.470 | [INSERT 834 | insert F-834/F-934 d8.4mm | PV |  | 71305
2.05.471 | [INSERT 834 | insert F-834/F-934 d10.2mm | PV |  | 71305
2.05.472 | [INSERT 834 | insert F-834/F-934 d11.3mm | PV |  | 71305
2.05.473 | [INSERT 834 | insert F-834/F-934 d12.1mm | PV |  | 71305
2.05.474 | [INSERT 834 | insert F-834/F-934 d12.9mm | PV |  | 71305
2.05.475 | [BODY 201DL | body F-201DL | PV |  | 71305
2.05.476 | [BYPASS EX | Ex-proof bypass body | PV |  | 71305
2.05.477 | [ | = 2.05.461 | NONE
2.05.478 | [ORIFICE 105 | orifice F-105A d11mm | PV | 0 | 99999
2.05.479 | [ORIFICE 105 | orifice F-105A d15mm | PV | 0 | 99999
2.05.480 | [ORIFICE 105 | orifice F-105A d25mm | PV | 0 | 99999
2.05.481 | [ORIFICE 105 | orifice F-105A d30mm | PV | 0 | 99999
2.05.482 | [ | = 2.05.463 | NONE
2.05.483 | [ORIFICE 105 | orifice F-105B d17mm | PV | 0 | 99999
2.05.484 | [ORIFICE 105 | orifice F-105B d25mm | PV | 0 | 99999
2.05.485 | [ORIFICE 105 | orifice F-105B d38mm | PV | 0 | 99999
2.05.486 | [ORIFICE 105 | orifice F-105B d44mm | PV | 0 | 99999
2.05.487 | [ | = 2.05.465 | NONE
2.05.488 | [ORIFICE 105 | orifice F-105C d25mm | PV | 0 | 99999
2.05.489 | [ORIFICE 105 | orifice F-105C d38mm | PV | 0 | 99999
2.05.490 | [ORIFICE 105 | orifice F-105C d47mm | PV | 0 | 99999
2.05.491 | [ORIFICE 105 | orifice F-105C d60mm | PV | 0 | 99999
2.05.492 | [ORIFICE 105 | orifice F-105C d71mm | PV | 0 | 99999
2.05.493 | [ | = 2.05.467 | NONE
2.05.494 | [ORIFICE 105 | orifice F-105D d33mm | PV | 0 | 99999
2.05.495 | [ORIFICE 105 | orifice F-105D d60mm | PV | 0 | 99999
2.05.496 | [ORIFICE 105 | orifice F-105D d75mm | PV | 0 | 99999
2.05.497 | [ORIFICE 105 | orifice F-105D d94mm | PV | 0 | 99999
2.05.498 | [ORIFICE 114 | orifice F-114 d7.5mm | PV |  | 71305
2.05.499 | [ORIFICE 114 | orifice F-114 d8.0mm | PV |  | 71305
2.05.500 | [ORIFICE 114 | orifice F-114 d11.0mm | PV |  | 71305
2.05.501 | [ORIFICE 114 | orifice F-114 d14.0mm | PV |  | 71305
2.05.502 | [ORIFICE 114 | orifice F-114 d18.0mm | PV |  | 71305
2.05.503 | [ORIFICE 114 | orifice F-114 d19.0mm | PV |  | 71305
2.05.504 | [ORIFICE 105 | orifice F-105A d20mm | PV | 0 | 99999
2.05.505 | [ORIFICE 105 | orifice F-105D d45mm | PV | 0 | 99999
2.05.506 | [INSERT 105 | bypass insert F-105 d0.9mm | PV | 0 | 99999
2.05.507 | [INSERT 105 | bypass insert F-105 d0.8mm | PV | 0 | 99999
2.05.508 | [ | = 2.05.457 | NONE
2.05.509 | [INSERT 105 | bypass insert F-105 d0.6mm | PV |  | 71305
2.05.510 | [RING 105 | center ring F-105 | PV |  | 72014
2.05.511 | [BODY 124 | body F-124 | PV |  | 71305
2.05.514 | [FILTER END | endplate | PV |  | 71305
2.05.522 | [INSERT 834 | insert F-834 2g/h | PV |  | 71305
2.05.523 | [INSERT 834 | insert F-834 5g/h | PV |  | 71305
2.05.524 | [INSERT 834 | insert F-834 10g/h | PV |  | 71305
2.05.525 | [INSERT 834 | insert F-834 20g/h | PV |  | 71305
2.05.526 | [INSERT 834 | insert F-834 50g/h | PV |  | 71305
2.05.527 | [INSERT 834 | insert F-834 100g/h | PV |  | 71305
2.05.528 | [INSERT 834 | insert F-834 200g/h | PV |  | 71305
2.05.529 | [PLUNGER FOL | folded plunger erlan-pur | PV |  | 71305
2.05.530 | [PLUNGER FOL | folded plunger without sealing | PV |  | 71305
2.05.531 | [COIL COVER | coil cover F-001 LA/LB | PV |  | 71909
2.05.533 | [RING PRESS | pressing ring 400 bar | PV |  | 72029
2.05.535 | [CONUS LIQUI | conus liquid | PV |  | 71305
2.05.536 | [BODY 200 | body F-200 | PV |  | 71305
2.05.537 | [BODY 130 | body F-130 | PV |  | 71305
2.05.538 | [RING REDUCI | reducing ring F-001 low flow | PV |  | 71305
2.05.539 | [BODY 932 | body F-932 | PV |  | 71305
2.05.540 | [COVER 832 | cover F-832/F-932 | PV |  | 71305
2.05.541 | [CASE EX-PR | case Ex-proof capillary | PV |  | 71305
2.05.542 | [CASE EX-PR | cover case Ex-proof capillary | PV |  | 71305
2.05.543 | [MOUNTING PA | mounting part Ex-proof | PV |  | 71305
2.05.544 | [APAPTER EX | adapter Ex-proof | PV |  | 71305
2.05.545 | [REDUCER EX | reducer Ex-proof | PV |  | 71305
2.05.546 | [ | not used | NONE
2.05.547 | [EXTINGUISHI | flame extinguishing Ex-proof | PV |  | 71305
2.05.548 | [RING PRESS | pressing ring PAA-9 sensor | PV |  | 71305
2.05.549 | [RING FILLER | filler ring PAA-9 sensor | PV |  | 71305
2.05.550 | [ | not used | NONE
2.05.551 | [BODY 832 | body F-832 | PV |  | 71305
2.05.552 | [BODY 934 | body F-934 | PV |  | 71305
2.05.553 | [COVER PLATE | cover plate F-002 black | PV |  | 71305
2.05.556 | [SLEEVE 002 | upper part sleeve F-002 LA/LB | PV |  | 71305
2.05.557 | [SLEEVE LIQU | upper part sleeve F-002 liquid | PV |  | 71305
2.05.558 | [PLUNGERHOLD | plungerholder F-002 | PV |  | 71305
2.05.560 | [SLEEVE 901 | upper part sleeve F-901 | PV |  | 71305
2.05.561 | [SLEEVE 001 | upper part sleeve F-001 LA/LB | PV |  | 71305
2.05.562 | [RING 105D | center ring F-105D DIN PN10-16 | PV | 0 | 99999
2.05.563 | [PLUNGERHOLE | plungerholder F-001 | PV |  | 71305
2.05.565 | [RING FIXING | o-ring fixing ring | PV |  | 71305
2.05.566 | [CASE INDUST | case MFC Industrial | PV |  | 72601
2.05.567 | [WASHER | washer Ex-proof | PV |  | 71305
2.05.568 | [SLEEVE 001 | sleeve F-001 LA/LB | PV |  | 71305
2.05.570 | [SLEEVE 002 | sleeve F-002 LA/LB | PV |  | 71305
2.05.571 | [SLEEVE LIQU | sleeve F-002 liquid lab. | PV |  | 71305
2.05.572 | [BOLT LIQUID | bolt liquid capillary F-834 | PV |  | 71305
2.05.574 | [BODY 033C | body F-033C | PV |  | 72014
2.05.575 | [COVER 033C | cover F-033C | PV |  | 72029
2.05.576 | [PISTON 033 | piston F-033 | PV |  | 71305
2.05.577 | [PLUNGER 033 | plunger F-033 | PV |  | 71305
2.05.578 | [ | not used | NONE
2.05.580 | [BODY 132C | body F-132C | PV |  | 71305
2.05.581 | [COVER 132AC | cover F-132AC | PV |  | 72029
2.05.582 | [ELEMENTHOLD | elementholder F-132C low flow | PV |  | 71305
2.05.583 | [BYPASS EX | Ex-proof bypass body | PV |  | 71305
2.05.584 | [INSERT EX | insert bypass body Ex-proof | PV |  | 71305
2.05.585 | [COVER 133X | cover F-133X | PV |  | 72014
2.05.586 | [BODY 133X | body F-133X | PV |  | 72014
2.05.587 | [COVER 132X | cover F-132X | PV |  | 71305
2.05.588 | [BODY 132X | body F-132X | PV |  | 71305
2.05.589 | [ | = 2.05.512 | NONE
2.05.590 | [ | = 2.05.513 | NONE
2.05.591 | [BODY 001CL | body F-001CL | PV |  | 71305
2.05.592 | [BUSH 002 | distance bush F-002 IB/LC n.o. | PV |  | 71305
2.05.593 | [SLEEVE 002 | sleeve F-002 IB/LC n.o. | PV |  | 71305
2.05.594 | [SLEEVE 002 | upper part sleeve 002 IB/LC no | PV |  | 71305
2.05.595 | [COVER PLATE | cover plate F-002 n.o. black | PV |  | 71305
2.05.596 | [PLUNGERHOLD | plungerholder F-002 n.o. | PV |  | 71305
2.05.599 | [BODY 202M | body F-202M | PV |  | 71305
2.05.600 | [COVER 202M | cover F-202M | PV |  | 71305
2.05.601 | [BODY 602M | body P-602M | PV |  | 71305
2.05.602 | [BODY 203M | body F-203M | PV |  | 71305
2.05.603 | [COVER 203M | cover F-203M | PV |  | 71305
2.05.612 | [SLEEVE LIQU | upper part sleeve F-002 liquid | PV |  | 71305
2.05.613 | [SLEEVE LIQU | sleeve F-002 liquid Industrial | PV
2.05.614 | [TUBE LIQUID | capillary tube liquid | PV |  | 72005
2.05.615 | [RING SUPPOR | support ring pressure | PV
2.05.616 | [BODY 231R | body F-231R | PV |  | 71305
2.05.617 | [COVER 231R | cover F-231R | PV |  | 71305
2.05.618 | [PISTON | piston vary-p | PV |  | 71305
2.05.619 | [PISTON | piston vary-p | PV |  | 71305
2.05.620 | [ORIFICE | orifice vary-p | PV |  | 71305
2.05.621 | [PIN HOLDER | pin holder vary-p | PV |  | 71305
2.05.622 | [BODY 201T | body F-201T | PV |  | 71305
2.05.623 | [SLEEVE 001T | lower part sleeve F-001T | PV |  | 71305
2.05.624 | [SLEEVE 001T | sleeve F-001T | PV |  | 71305
2.05.625 | [RING ADAPT | adapter sealing ring | PV |  | 71305
2.05.626 | [BODY 231S | body F-231S | PV |  | 71305
2.05.627 | [INSERT 232C | insert F-232C | PV |  | 71305
2.05.628 | [PLUNGER 033 | low flow plunger F-033 | PV |  | 71305
2.05.629 | [PISTON 033 | low flow piston F-033 | PV |  | 71305
2.05.630 | [COVER 231S | cover F-231S | PV |  | 71305
2.05.631 | [BODY 631C | body P-631C | PV |  | 71305
2.05.632 | [FILTER END | endplate high flow | PV |  | 71305
2.05.633 | [BODY 731C | body P-731C | PV |  | 71305
2.05.634 | [TUBE LIQUID | tube liquid | PV |  | 72005
2.05.635 | [ | not used | NONE
2.05.636 | [COIL COVER | coil cover black chromed | PV | 0 | 99999
2.05.639 | [PLUNGER 001 | plunger F-001C kalrez 4079 | PV | 0
2.05.644 | [SLEEVE 001 | sleeve F-001 | PV |  | 71305
2.05.645 | [SLEEVE 001 | lower part sleeve F-001 | PV |  | 71305
2.05.646 | [INSERT MIX | insert gasmixer | PV |  | 71305
2.05.647 | [UNION TEE | union Tee gasmixer | PV |  | 71305
2.05.648 | [TUBE MIXER | tube gasmixer | PV |  | 71305
2.05.649 | [PLUNGER 033 | plunger F-033 erlan-pur | PV |  | 71305
2.05.650 | [PLUNGER 033 | plunger F-033 PTFE | PV |  | 71305
2.05.657 | [ORIFICEHOLD | orificeholder COMBI-FLOW | PV |  | 71305
2.05.659 | [FILTERHOLDE | lam. flow device holder Combi | PV |  | 71305
2.05.662 | [CASE COMBI | case COMBI-FLOW pressure | PV |  | 72029
2.05.664 | [SLEEVE COMB | sleeve COMBI-FLOW n.c. | PV |  | 71305
2.05.668 | [PLATE PRESS | pressing plate | PV |  | 71305
2.05.669 | [PLUNGERHOLD | plungerholder COMBI-FLOW n.c. | PV |  | 71305
2.05.670 | [COVER 003C | inlet cover F-003C | PV |  | 71320
2.05.674 | [BODY 003C | body F-003C | PV |  | 71320
2.05.676 | [ORIFICE 003 | orifice F-003C d1.5mm | PV |  | 71305
2.05.679 | [PLUNGER 003 | plunger F-003C chemraz | PV |  | 71305
2.05.680 | [COVER 003C | outlet cover F-003C | PV |  | 71320
2.05.681 | [COVER 113C | cover F-113C | PV |  | 71305
2.05.682 | [BODY 113C | body F-113C | PV |  | 71320
2.05.688 | [SLEEVE COMB | upper part sleeve combi n.o. | PV |  | 71305
2.05.689 | [SLEEVE COMB | sleeve COMBI-FLOW n.o. | PV |  | 71305
2.05.690 | [BODY 201D | body F-201D | PV |  | 71305
2.05.696 | [ORIFICE 001 | orifice F-001 monel d2.30mm | PV
2.05.703 | [INSERT ANN | insert F-101D annular d10.40mm | PV |  | 72029
2.05.704 | [INSERT ANN | insert F-101D annular d10.30mm | PV |  | 72029
2.05.705 | [INSERT ANN | insert F-101D annular d10.10mm | PV |  | 72029
2.05.706 | [INSERT ANN | insert F-101D annular d9.90mm | PV |  | 72029
2.05.707 | [INSERT ANN | insert F-101D annular d9.70mm | PV |  | 72029
2.05.708 | [INSERT ANN | insert F-101D annular d9.50mm | PV |  | 72029
2.05.715 | [INSERT GROO | insert F-101D grooved d10.70mm | PV |  | 72029
2.05.716 | [INSERT GROO | insert F-101D grooved d10.60mm | PV |  | 72029
2.05.717 | [INSERT GROO | insert F-101D grooved d10.50mm | PV |  | 72029
2.05.719 | [CASE FILTER | filter case COMBI-FLOW | PV |  | 71305
2.05.720 | [ | not used | NONE
2.05.722 | [INSERT ANN | insert F-101D annular d10.20mm | PV |  | 72029
2.05.730 | [ | not used | NONE
2.05.744 | [ | not used | NONE
2.05.746 | [PLUNGER 001 | monel plung. F001C kalrez 4079 | PV | 0 | 99999
2.05.747 | [PLUNGERHOLD | plungerholder F-003C-XB | PV |  | 71305
2.05.748 | [ORIFICE 003 | orifice vary-p F-003C d0.50mm | PV |  | 71305
2.05.749 | [BODY 103D | body F-103D | PV |  | 72014
2.05.750 | [COVER 103D | cover F-103D | PV |  | 72029
2.05.752 | [BODY 102D | body F-102D | PV |  | 71320
2.05.755 | [BODY 202D | body F-202D | PV |  | 71320
2.05.769 | [BODY 101D | body F-101D | PV |  | 71305
2.05.772 | [BODY 101D | body F-101D | PV |  | 71305
2.05.773 | [PLUNGER 001 | plunger F-001C EPDM | PV | 0 | 70848
2.05.774 | [PLUNGER 001 | plunger F-001 neoprene | PV | 0 | 99999
2.05.776 | [PLUNGER 001 | plunger F-001 chemraz | PV | 0 | 99999
2.05.777 | [PLUNGERHOLD | plungerholder F-001 LA/LB n.c. | PV |  | 71305
2.05.780 | [PLUNGERHOLD | plungerholder COMBI-FLOW n.o. | PV |  | 71305
2.05.783 | [CASE CAPILL | capillary case COMBI-FLOW | PV |  | 71305
2.05.786 | [REDUCER EX | reducer tape Ex-proof | PV |  | 71305
2.05.787 | [NUT EX-PROO | nut reducer tape Ex-proof | PV |  | 71305
2.05.788 | [RING PRESS | pressing ring Ex-proof | PV |  | 71305
2.05.789 | [CASE EX-PR | capillary case Ex-proof | PV |  | 71305
2.05.790 | [PISTON | piston vary-p | PV |  | 71305
2.05.791 | [ADAPTER VCR | adapter 1/4"face sealx1/4"BSPP | PV |  | 71305
2.05.792 | [ADAPTER VCR | adapter 1/4"face sealx1/8"BSPP | PV |  | 71305
2.05.799 | [SENSORDUMMY | dummy pressure sensor | PV |  | 72336
2.05.800 | [RING PRESS | pressing ring F-033C d1.0mm | PV |  | 71305
2.05.807 | [FILTER END | endplate | PV |  | 71305
2.05.808 | [BODY 112C | body F-112C | PV |  | 71305
2.05.809 | [COVER 112C | cover F-112C | PV |  | 71305
2.05.810 | [BODY 202C | body F-202C | PV |  | 71305
2.05.811 | [BODY 132C | body F-132C | PV |  | 71305
2.05.823 | [BYPASS 106 | bypass body F-106/F-107 | PV |  | 71305
2.05.824 | [BYPASS EX | Ex-proof bypass body F-106/107 | PV |  | 71305
2.05.825 | [BYPASS EX | Ex-proof bypass body F-106/107 | PV |  | 71305
2.05.830 | [CLIP PIECE | clip piece F-106A/F-107A | PV |  | 72019
2.05.835 | [PLATE 106 | reducer plate F-106/F-107 | PV |  | 71305
2.05.847 | [RING 106 | center ring F-106 | NONE
2.05.848 | [BODY 131X | body F-131X | PV |  | 71305
2.05.849 | [BODY 130X | body F-130X | PV |  | 71305
2.05.851 | [INSERT 932 | insert F-932 0.2ml/min Teos | PV |  | 71305
2.05.852 | [INSERT 932 | insert F-932 0.5ml/min Teos | PV |  | 71305
2.05.853 | [INSERT 932 | insert F-932 5ml/min Teos | PV |  | 71305
2.05.854 | [PLUNGER 001 | plunger F-001 PF-2001-75 | PV | 0 | 99999
2.05.855 | [ | not used | NONE
2.05.865 | [BODY 132C | body F-132C | PV |  | 71320
2.05.868 | [COVER PLATE | cover plate tap | PV |  | 71305
2.05.869 | [BODY NOVELL | body liquid Novellus | PV |  | 71305
2.05.870 | [COVER NOVEL | cover liquid Novellus | PV |  | 71305
2.05.871 | [BODY NOVELL | body liquid Novellus | PV |  | 71305
2.05.872 | [BODY 113CM | body F-113CM | PV |  | 71305
2.05.873 | [BODY 003CM | body F-003CM | PV |  | 71305
2.05.874 | [COVER 003CM | cover F-003CM | PV |  | 71305
2.05.875 | [WELDING | welding 1 body COMBI-FLOW | PV |  | 71305
2.05.876 | [WELDING | welding 2 bodies COMBI-FLOW | PV |  | 71305
2.05.877 | [WELDING | welding 3 bodies COMBI-FLOW | PV |  | 71305
2.05.878 | [WELDING | welding 3 bodies combi+1 Nupro | PV |  | 71305
2.05.879 | [WELDING | welding 2 bodies combi+1 Nupro | PV |  | 71305
2.05.884 | [BODY 132C | body F-132C BASF | PV |  | 71305
2.05.888 | [SENSOR DUMM | dummy pressure sensor | PV |  | 71305
2.05.890 | [COVER 201AC | cover F-201AC | PV |  | 71305
2.05.897 | [BODY M-410 | body M-410 | PV |  | 70848
2.05.898 | [NUT 3/4 | nut 3/4"OD with hole | PV |  | 72029
2.05.901 | [SOLDER SILV | solder silver sensor Combi | PV |  | 70421
2.05.902 | [FILTER END | low volume endplate COMBI-FLOW | PV |  | 72029
2.05.904 | [ELEMENTHOLD | element holder COMBI-FLOW | PV |  | 71305
2.05.905 | [INSERT 834 | insert F-834/F-934 d7.2mm | PV |  | 71305
2.05.906 | [INSERT 834 | insert F-834/F-934 d9.0mm | PV |  | 71305
2.05.907 | [INSERT 834 | insert F-834/F-934 d9.8mm | PV |  | 71305
2.05.908 | [INSERT 834 | insert F-834/F-934 d10.8mm | PV |  | 71305
2.05.909 | [INSERT 834 | insert F-834/F-934 d11.8mm | PV |  | 71305
2.05.910 | [INSERT 834 | insert F-834/F-934 d12.4mm | PV |  | 71305
2.05.911 | [INSERT 834 | insert F-834/F-934 d12.6mm | PV |  | 71305
2.05.912 | [INSERT 834 | insert F-834/F-934 d13.0mm | PV |  | 71305
2.05.913 | [ | = 2.05.975 | NONE
2.05.914 | [BODY NUPRO | body Nupro valve | PV |  | 71305
2.05.915 | [COVER 112C | cover F-112C | PV |  | 71320
2.05.916 | [COVER 113C | cover F-113C | PV |  | 71320
2.05.919 | [BYPASS 106 | bypass head F-106/F-107 | PV |  | 71305
2.05.920 | [NUT TAP 106 | nut tap F-106/F-107 | PV |  | 71305
2.05.921 | [INSERT 106 | insert F-106/F-107 | PV |  | 71305
2.05.922 | [SPINDLE 106 | spindle F-106/F-107 | PV |  | 71305
2.05.923 | [BYPASS EX | Ex-proof bypass head F-106/107 | PV |  | 71305
2.05.928 | [INSERT 106 | insert F-106/F-107 | PV |  | 71305
2.05.929 | [BODY 131X | body F-131X | PV |  | 71320
2.05.930 | [BODY 132X | body F-132X | PV |  | 71320
2.05.931 | [FILTER END | endplate high flow | PV |  | 71305
2.05.932 | [BODY 133X | body F-133X | PV |  | 72014
2.05.933 | [COVER 133C | cover F-133C/F-133X | PV |  | 72014
2.05.934 | [COVER 132X | cover F-132X | PV |  | 71320
2.05.935 | [BODY 130X | body F-130X | PV |  | 71320
2.05.936 | [BODY TAP | body tap liquid | PV |  | 71305
2.05.940 | [BODY 201AC | body F-201AC | PV |  | 71305
2.05.941 | [BODY 112AC | body F-112AC | PV |  | 71305
2.05.952 | [CASE TUBECA | case Tubecal3 | PV |  | 72601
2.05.955 | [BYPASS EX | Ex-proof bypass head F-106/107 | PV |  | 71305
2.05.956 | [PLUNGER 001 | plunger F-001 Erlan-pur | PV |  | 71305
2.05.957 | [REDUCER FLO | flow reducer medium/low | PV |  | 72029
2.05.958 | [BODY 133C | body F-133C | PV |  | 72014
2.05.959 | [RING FILLER | filler ring F-230C | PV |  | 71305
2.05.962 | [BODY LIQUI | body LIQUI-FLOW | PV |  | 71110
2.05.965 | [BODY LIQUI | body LIQUI-FLOW | PV
2.05.966 | [COVER L1 | back cover L1 | PV
2.05.967 | [COVER L1/L2 | front cover L1/L2 | PV
2.05.969 | [SLEEVE C2 | upper part sleeve C2 | PV
2.05.973 | [ADAPTER1/16 | weld adapter 1/16"OD | PV |  | 71305
2.05.975 | [ADAPTER WEL | welding adapters combi/liqui | PV |  | 71305
2.05.976 | [PLATE COVER | cover plate LIQUI-FLOW sensor | PV |  | 71305
2.05.977 | [TUBE HOLDE | tube holder L1 | PV |  | 71634
2.05.978 | [TUBE HOLDER | tube holder L1 | PV |  | 71305
2.05.980 | [TUBE HOLDER | tube holder L2 | PV |  | 71305
2.05.981 | [TUBE HOLDER | tube holder L2 | PV |  | 71305
2.05.984 | [PLUNGER 004 | plunger F-004C | PV |  | 71320
2.05.985 | [PLATE PRESS | plunger pressing plate F-004C | PV |  | 71320
2.05.986 | [COVER 004C | cover outlet F-004C | PV |  | 71305
2.05.987 | [BUSH 004C | controlling bush F-004C | PV |  | 71320
2.05.988 | [BUSH 004C | coil bush F-004C | PV |  | 71320
2.05.989 | [COVER 004C | inlet cover F-004C | PV |  | 71305
2.05.990 | [BUSH 004C | magnetic field bush F-004C | PV |  | 71305
2.05.991 | [PIN 004C | adjusting pin F-004C | PV |  | 71320
2.05.992 | [PIPE 004C | compensation pipe F-004C | PV |  | 71320
2.05.993 | [ARMATURE004 | armature F-004C | PV |  | 71320
2.05.994 | [RING 004C | spring adjusting ring F-004C | PV |  | 71320
2.05.995 | [ORIFICE OO4 | orifice F-004C | PV |  | 71320
2.05.996 | [FORMER 004C | coil former F-004C | PV |  | 71320
2.05.997 | [COVER SENSO | cover COMBI-FLOW sensor | PV |  | 71305
2.05.998 | [BUSH COMBI | bush low volume COMBI-FLOW | PV |  | 71305
2.06.001 | [FRONT 0020 | Coolpac front panel E-0020 | PV |  | 71604
2.06.002 | [FRONT 0030 | Coolpac front panel E-0030 | PV |  | 71604
2.06.003 | [REAR 0020 | Coolpac rear panel E-0020/0030 | PV |  | 71604
2.06.004 | [REAR 1040 | Coolpac rear panel E-1040/1050 | PV |  | 71604
2.06.005 | [FRONT 1050 | Coolpac front panel E-1050 | PV |  | 71604
2.06.006 | [FRONT 1040 | Coolpac front panel E-1040 | PV |  | 71604
2.06.007 | [COIL COVER | coil cover LA/LB | PV |  | 72203
2.06.008 | [REAR 3000 | Coolpac rear panel E-3000 | PV |  | 71604
2.06.009 | [REAR 1000 | Coolpac rear panel E-1000 | PV |  | 71604
2.06.010 | [COIL COVER | coil cover LC | PV |  | 72203
2.06.011 | [COVER CAPIL | capillary cover | PV |  | 71000
2.06.012 | [REAR 3000 | Coolpac rear panel E-3000 | PV |  | 71604
2.06.013 | [HANDLE 3U | Coolpac handle 3U | PV |  | 71604
2.06.014 | [PROFILE | Coolpac mounting profile 3U | PV |  | 71604
2.06.015 | [HANDLE 2U | Coolpac handle 2U | PV |  | 71604
2.06.016 | [PROFILE | Coolpac mounting profile 2U | PV |  | 71604
2.06.017 | [SIDE PANEL | Coolpac side panel 2U 220mm | PV |  | 71604
2.06.018 | [SIDE PANEL | Coolpac side panel 3U 220mm | PV |  | 71604
2.06.019 | [SIDE PANEL | Coolpac side panel 3U 320mm | PV |  | 71604
2.06.020 | [INSERT PANE | Coolpac insert side panel 220 | PV |  | 71604
2.06.021 | [INSERT PANE | Coolpac insert side panel 320 | PV |  | 71604
2.06.022 | [COVER PLATE | Coolpac cover plate 42HP 220mm | PV |  | 71604
2.06.023 | [COVER PLATE | Coolpac cover plate 42HP 320mm | PV |  | 71604
2.06.024 | [COVER PLATE | Coolpac cover plate 84HP 320mm | PV |  | 71604
2.06.025 | [REAR 1000 | Coolpac rear panel E-1000 | PV |  | 71604
2.06.026 | [REAR 4000 | Coolpac rear panel E-4000 | PV |  | 71604
2.06.027 | [PLATE SUPPL | mounting plate power supply | PV |  | 71604
2.06.028 | [FRONT RACK | front euro-rack | PV |  | 71604
2.06.029 | [DIM RACK | dimensions euro-rack | PV
2.06.030 | [DIM SUPPLY | dimensions power supply | PV
2.06.031 | [FRONT POTME | front potentiometers | PV |  | 71604
2.06.032 | [PLATE SUPPL | mounting plate dual supply | PV |  | 71604
2.06.033 | [REAR 4000 | Coolpac rear panel E-4000 | PV |  | 71604
2.06.034 | [FRONT TRAFO | Coolpac front safety trafo | PV |  | 71604
2.06.035 | [REAR TRAFO | Coolpac rear panel trafo | PV |  | 71604
2.06.036 | [DIM SUPPLY | dimensions power supply Linpac | PV
2.06.037 | [PLATE SUPPL | mounting plate power supply | PV |  | 71604
2.06.038 | [REAR 3000 | rear panel E-3000 Schroff case | PV |  | 71305
2.06.039 | [FRONT POTME | front potentiometers | PV |  | 71604
2.06.040 | [FRAME 0000 | mounting frame E-0000 | PV |  | 71604
2.06.041 | [COVER CAPIL | capillary cover | PV |  | 71000
2.06.042 | [REAR 0000 | Coolpac rear panel E-0000 | PV |  | 71604
2.06.043 | [REAR 9000 | Coolpac rear panel E-9000 | PV |  | 71604
2.06.044 | [REAR 1000 | Coolpac rear panel E-1000 | PV |  | 71604
2.06.045 | [ | = 1.12.001 + 1.13.002 | NONE
2.06.046 | [SUPPORT | support euro-rack E-2000/3000 | PV |  | 71305
2.06.047 | [FRONT TEST | Coolpac front test unit | PV |  | 71604
2.06.048 | [FRONT CALIB | Coolpac front calibration unit | PV |  | 71604
2.06.049 | [FRONT TEST | Coolpac front test unit | PV |  | 71604
2.06.050 | [FRONT BURN | Coolpac front burn-in unit | PV |  | 71604
2.06.051 | [REAR 3000 | Coolpac rear panel E-3000 | PV |  | 71604
2.06.052 | [PARTL FRAME | partlist mounting frame | PV
2.06.053 | [FRONT TEST | front test unit E-5000 | PV |  | 71305
2.06.054 | [REAR TEST | rear panel test unit E-5000 | PV |  | 71305
2.06.055 | [REAR 4000 | Coolpac rear panel E-4000 | PV |  | 71604
2.06.056 | [REAR 4000 | Coolpac rear panel E-4000 | PV |  | 71604
2.06.057 | [BRACKET | mounting bracket power supply | PV |  | 71604
2.06.058 | [FRONT TEST | front test unit E-5000 | PV |  | 71305
2.06.059 | [FRONT TEST | front test unit E-5000 | PV |  | 71305
2.06.060 | [BRACKET | mounting bracket power supply | PV |  | 71604
2.06.061 | [COVER CAPIL | capillary cover | PV |  | 71000
2.06.062 | [COVER PLATE | cover plate Ex-proof | PV |  | 70606
2.06.063 | [FRONT X53 | front X53 panel | PV |  | 70606
2.06.064 | [FRONT X52 | front X52 panel | PV |  | 70606
2.06.065 | [FRONT X51 | front X51 panel | PV |  | 70606
2.06.066 | [FRONT X50 | front X50 panel | PV |  | 70606
2.06.067 | [FRONT X42 | front X42 panel | PV |  | 70606
2.06.068 | [FRONT X43 | front X43 panel | PV |  | 70606
2.06.069 | [FRONT X40 | front X40 panel | PV |  | 70606
2.06.070 | [REAR X40 | rear panel X40/X43 panel | PV |  | 70606
2.06.071 | [FRONT SINGL | front single channel panel | PV |  | 70606
2.06.072 | [FRONT SINGL | front single channel panel | PV |  | 70606
2.06.073 | [FRONT X53 | front X53 plug-in unit | PV |  | 70606
2.06.074 | [FRONT X52 | front X52 plug-in unit | PV |  | 70606
2.06.075 | [FRONT X51 | front X51 plug-in unit | PV |  | 70606
2.06.076 | [FRONT X50 | front X50 plug-in unit | PV |  | 70606
2.06.077 | [FRONT X42 | front X42 plug-in unit | PV |  | 70606
2.06.078 | [FRONT X43 | front X43 plug-in unit | PV |  | 70606
2.06.079 | [FRONT X40 | front X40/X41 plug-in unit | PV |  | 70606
2.06.080 | [ | not used | NONE
2.06.081 | [FRONT SINGL | front single channel plug-in | PV |  | 70606
2.06.082 | [FRONT SINGL | front single channel plug-in | PV |  | 70606
2.06.083 | [HOOD SINGLE | protective hood single channel | PV |  | 70606
2.06.084 | [HOOD SINGLE | protective hood single channel | PV |  | 70606
2.06.085 | [ | not used | NONE
2.06.086 | [COVER PLATE | cover plate Ex-proof | PV |  | 70606
2.06.087 | [REAR X40 | rear panel X40/X43 plug-in | PV |  | 70606
2.06.088 | [REAR X50 | rear panel X50/X52 plug-in | PV |  | 70606
2.06.089 | [REAR X51 | rear panel X51/X53 plug-in | PV |  | 70606
2.06.090 | [REAR X51 | rear panel X51/X53 panel | PV |  | 70606
2.06.091 | [REAR X50 | rear panel X50/X52 panel | PV |  | 70606
2.06.092 | [PCB HOLDER | print board holder | PV |  | 71109
2.06.093 | [FRONT 6000 | front control module E-6000 | PV |  | 70606
2.06.094 | [FRONT T/A | front T/A module E-6000 | PV |  | 70606
2.06.095 | [COVER PLATE | cover plate Ex-proof | PV |  | 70606
2.06.096 | [BRACKET | mounting bracket power supply | PV |  | 71604
2.06.097 | [FRONT X41 | front X41 panel | PV |  | 70606
2.06.098 | [FRONT R/C | front R/C module E-6000 | PV |  | 70606
2.06.101 | [FRONT SINGL | front single channel MFM | PV |  | 70606
2.06.102 | [REAR SINGLE | rear panel single channel MFM | PV |  | 70606
2.06.103 | [REAR CALSYS | rear panel control con.calsys3 | PV |  | 70606
2.06.104 | [REAR CALSYS | rear panel Keithley calsys3 | PV |  | 70606
2.06.105 | [ | = 3.03.110 | NONE
2.06.106 | [REAR HEATER | rear panel heater control unit | PV |  | 70606
2.06.107 | [FRONT CALSY | front DUT calsys3 | PV |  | 70606
2.06.108 | [FRONT CALSY | front timer calsys3 | PV |  | 70606
2.06.109 | [FRONT CALSY | front frequency calsys3 | PV |  | 70606
2.06.110 | [FRONT CALSY | front REF calsys3 | PV |  | 70606
2.06.111 | [REAR CALSYS | rear panel Compac calsys3 | PV |  | 70606
2.06.112 | [REAR CALSYS | rear panel open frame calsys3 | PV |  | 70606
2.06.113 | [PLATE REDUC | reducer plate 25/9-pin D-conn. | PV |  | 70606
2.06.114 | [PLATE E-700 | registration plate Ex-proof | PV |  | 70606
2.06.115 | [PLATE 7000 | mounting plate E-7000-20/21/22 | PV |  | 70606
2.06.116 | [PLATE GROUN | grounding plate E7000-20/21/22 | PV |  | 70606
2.06.117 | [PLATE GROUN | mounting plate E-7000-30/31/32 | PV |  | 70606
2.06.118 | [PLATE COVER | pcb cover plate Ex-proof | PV |  | 70606
2.06.119 | [COVER CASE | Schroff cover Safepac 3U-84HP | PV |  | 71109
2.06.120 | [PLATE E7000 | mounting plate E-7000-20/21/22 | PV |  | 70606
2.06.121 | [PLATE GROUN | grounding plate E7000-20/21/22 | PV |  | 70606
2.06.122 | [PLATE COVER | pcb cover plate Ex-proof | PV |  | 70606
2.06.123 | [PLATE MOUNT | mounting plate Bro-11/12/13 | PV |  | 70606
2.06.124 | [PLATE COVER | cover plate Bro-11/12/13 | PV |  | 70606
2.06.134 | [PLATE | Rittal cable gland plate | PV |  | 71638
2.06.141 | [BRACKET BAL | mounting bracket pcb BAL | PV |  | 71353
2.06.144 | [APP | APP mont. plate press. sensor | PV
2.06.145 | [APP | APP mont. plate temp. sensor | PV
2.06.146 | [APP | APP sideplate housing | PV
2.06.147 | [APP | APP baseplate pcb housing | PV
2.06.148 | [APP | APP cover pcb housing | PV
2.06.149 | [APP | APP sideplate housing small | PV
2.06.150 | [APP | APP U baseframe | PV
2.06.151 | [APP | APP crossbeam baseframe | PV
2.06.152 | [APP | APP noseplate baseframe | PV
2.06.153 | [APP | APP topplate upper housing | PV
2.06.154 | [APP | APP sideplate upper housing | PV
2.06.155 | [APP | APP bridge part upper housing | PV
2.06.156 | [APP | APP guideplate upper housing | PV
2.06.157 | [APP | APP topplate upper housing | PV
2.06.158 | [APP | APP sideplate upper housing sl | PV
2.06.192 | [PLATE HT | base plate HT mini-CORI | PV
2.06.193 | [PLATE HT | mounting plate HT mini-CORI | PV
2.06.194 | [HOUSING HT | inner housing HT mini-CORI | PV
2.06.195 | [SPACER HT | spacer HT mini-CORI | PV |  | 70440
2.06.196 | [COVER | inner cover HT mini-CORI | PV |  | 70440
2.07.001 | [CASE COMPAC | Schroff Compac 3U-42HP brown | PV |  | 71109
2.07.002 | [REAR 5100 | rear panel E-5100 | PV |  | 70606
2.07.004 | [RAIL FRONT | Schroff front rail 42HP Compac | PV |  | 71109
2.07.005 | [RAIL REAR | Schroff hor. rail rear 42HP | PV |  | 71109
2.07.006 | [FILLER ANGL | Schroff filler angles 3U | PV |  | 71109
2.07.009 | [REAR 6100 | rear panel E-6100 | PV |  | 70606
2.07.010 | [ | not used | NONE
2.07.011 | [ | not used | NONE
2.07.012 | [FOOT | Schroff foot with tip up grey | PV |  | 71109
2.07.013 | [FOOT | Schroff foot grey | PV |  | 71109
2.07.014 | [ | = 1.24.067 | NONE
2.07.015 | [ | = 1.24.068 | NONE
2.07.016 | [PCB EXTRACT | Schroff pc-board extractor | PV |  | 71109
2.07.017 | [PCB RETAINE | Schroff pc-board retainer | PV |  | 71109
2.07.018 | [HANDLE PIN | Schroff roll pin for handle | PV |  | 71109
2.07.019 | [CASE COMPAC | Schroff Compac 3U-42HP-262D | PV |  | 71109
2.08.001 | [CASE COMPAC | Schroff Compac 3U-84HP brown | PV |  | 71109
2.08.002 | [REAR 5200 | Schroff rear panel 3U-84HP 4ch | PV |  | 71109
2.08.003 | [REAR 5200 | rear panel E-5200 8 channel | PV |  | 70606
2.08.005 | [RAIL FRONT | Schroff front rail 84HP Compac | PV |  | 71109
2.08.006 | [RAIL REAR | Schroff hor. rail rear 84HP | PV |  | 71109
2.08.007 | [FRONT 5200 | Schroff front blind E-5200 | PV |  | 71109
2.08.008 | [HANDLE | Schroff tip-up handle 3U | PV |  | 71109
2.08.009 | [REAR 6200 | rear panel E-6200 | PV |  | 70606
2.08.010 | [CASE COMPAC | Schroff Compac 3U-84HP-262D | PV |  | 71109
2.08.013 | [ | = 2.11.028 | NONE
2.08.015 | [COVER RATIO | Schroff cover with sleeve 84TE | PV |  | 71109
2.09.001 | [OPEN FRAME | Schroff Europac Rat. 3U-84HP | PV |  | 71109
2.09.002 | [REAR 5400 | protective hood E-5400 | PV |  | 70606
2.09.003 | [COVER SHEET | Schroff cover sheet 84HP | PV |  | 71109
2.09.004 | [COVER PLATE | Schroff cover plate 3U | PV |  | 71109
2.09.007 | [REAR 5300 | protective hood E-5300 | PV |  | 70606
2.09.008 | [PLATE SIDE | Schroff side plate 3U-231D | PV |  | 71109
2.09.009 | [RAIL FRONT | Schroff hor. front rail 42HP | PV |  | 71109
2.09.010 | [COVER SHEET | Schroff cover sheet 42HP | PV |  | 71109
2.09.011 | [REAR 5400 | protective hood E-5400 | PV |  | 71109
2.09.012 | [COVER PLATE | Schroff cover plate 3U n.anod. | PV |  | 71109
2.09.013 | [REAR 5400L | protective hood E-5400L | PV |  | 70606
2.09.014 | [RAIL FRONT | Schroff hor. front rail 84HP | PV |  | 71109
2.09.015 | [PLATE SIDE | Schroff side plate 3U-331D | PV |  | 71109
2.09.016 | [PLATE SIDE | Schroff side plate 3U-271D | PV |  | 71109
2.09.017 | [PLATE COVER | cover plate 3U RAL9005 | PV |  | 70606
2.09.018 | [REAR 5400 | protective hood E-5400 12ch. | PV |  | 70606
2.09.019 | [REAR 6300 | rear panel E-6300 | PV |  | 70606
2.09.020 | [REAR 6400 | rear panel E-6400 | PV |  | 70606
2.10.001 | [FRONT B28 | front B28 | PV |  | 70606
2.10.002 | [FRONT D1 | front D1 | PV |  | 70606
2.10.003 | [FRONT D2 | front D2 | PV |  | 70606
2.10.004 | [FRONT D5 | front D5 | PV |  | 70606
2.10.005 | [FRONT B7 | front B7 | PV |  | 70606
2.10.006 | [FRONT P1 | front P1 | PV |  | 70606
2.10.007 | [FRONT P2 | front P2 | PV |  | 70606
2.10.008 | [FRONT A00 | front A00 | PV |  | 70606
2.10.009 | [FRONT A10 | front A10 | PV |  | 70606
2.10.010 | [FRONT A20 | front A20 | PV |  | 70606
2.10.011 | [FRONT B14 | front B14 | PV |  | 70606
2.10.012 | [FRONT T1 | front T1 | PV |  | 70606
2.10.013 | [FRONT T2 | front T2 | PV |  | 70606
2.10.014 | [FRONT T3 | front T3 | PV |  | 70606
2.10.015 | [FRONT T4 | front T4 | PV |  | 70606
2.10.016 | [FRONT T51 | front T51 | PV |  | 70606
2.10.017 | [FRONT T61 | front T61 | PV |  | 70606
2.10.018 | [PLATE HANDL | plate handle 28HP | PV |  | 71109
2.10.019 | [FRONT D6 | front D6 | PV |  | 70606
2.10.020 | [FRONT B28 | front B28 not anodised | PV |  | 70606
2.10.021 | [FRONT B7 | front B7 not anodised | PV |  | 70606
2.10.022 | [FRONT D12 | front D12 | PV |  | 70606
2.10.023 | [FRONT D13 | front D13 | PV |  | 70606
2.10.024 | [FRONT D52 | front D52 | PV |  | 70606
2.10.025 | [FRONT D53 | front D53 | PV |  | 70606
2.10.026 | [FRONT D62 | front D62 | PV |  | 70606
2.10.027 | [FRONT D63 | front D63 | PV |  | 70606
2.10.028 | [FRONT P51 | front P51 | PV |  | 70606
2.10.029 | [FRONT D24 | front D24 | PV |  | 70606
2.10.030 | [FRONT P40 | front P40 | PV |  | 70606
2.10.031 | [FRONT P52 | front P52 | PV |  | 70606
2.10.032 | [FRONT P30 | front P30 | PV |  | 70606
2.10.033 | [ | = 2.10.005 | NONE
2.10.034 | [ | = 2.10.011 | NONE
2.10.035 | [FRONT SERVI | front service module | PV |  | 70606
2.10.036 | [FRONT SERVI | front service module | PV |  | 70606
2.10.037 | [FRONT C31 | front C31 | PV |  | 70606
2.10.038 | [FRONT D25 | front D25 | PV |  | 70606
2.10.039 | [FRONT B3 | front B3 | PV |  | 70606
2.10.040 | [FRONT B4 | front B4 | PV |  | 70606
2.10.041 | [FRONT B5 | front B5 | PV |  | 70606
2.10.042 | [FRONT B6 | front B6 | PV |  | 70606
2.10.043 | [FRONT TEST | front pcb test unit | PV |  | 70606
2.10.044 | [FRONT BASF | front BASF-module | PV |  | 70606
2.10.045 | [REAR BASF | rear panel BASF-module | PV |  | 70606
2.10.046 | [FRONT P00 | front P00 RAL9005 | PV |  | 70606
2.10.047 | [FRONT P51 | front P51 RAL9005 | PV |  | 70606
2.10.048 | [FRONT D00 | front D00 RAL9005 | PV |  | 70606
2.10.049 | [FRONT D12 | front D12 RAL9005 | PV |  | 70606
2.10.050 | [FRONT D13 | front D13 RAL9005 | PV |  | 70606
2.10.051 | [FRONT D52 | front D52 RAL9005 | PV |  | 70606
2.10.052 | [FRONT D53 | front D53 RAL9005 | PV |  | 70606
2.10.053 | [FRONT D62 | front D62 RAL9005 | PV |  | 70606
2.10.054 | [FRONT D63 | front D63 RAL9005 | PV |  | 70606
2.10.055 | [ | = 2.10.029 | NONE
2.10.056 | [ | = 2.10.038 | NONE
2.10.057 | [FRONT BASF | front BASF-module | PV |  | 70606
2.10.058 | [REAR BASF | rear panel BASF-module | PV |  | 70606
2.10.059 | [FRONT X10 | front X10 | PV |  | 70606
2.10.060 | [FRONT X20 | front X20 | PV |  | 70606
2.10.061 | [FRONT X30 | front X30 | PV |  | 70606
2.10.062 | [FRONT T59 | front T59 KWU M1 | PV |  | 70606
2.10.063 | [FRONT T59 | front T59 KWU M2 | PV |  | 70606
2.10.064 | [FRONT T59 | front T59 KWU Z1 | PV |  | 70606
2.10.065 | [FRONT T59 | front T59 KWU Z2 | PV |  | 70606
2.10.066 | [FRONT D99 | front D99 KWU | PV |  | 70606
2.10.067 | [FRONT S99 | front S99 KWU | PV |  | 70606
2.10.068 | [FRONT C32 | front C32/C40 | PV |  | 70606
2.10.069 | [FRONT C20 | front C20 | PV |  | 70606
2.10.070 | [FRONT C10 | front C10 | PV |  | 70606
2.10.071 | [FRONT C00 | front C00/C30 | PV |  | 70606
2.10.072 | [FRONT A11 | front A11 | PV |  | 70606
2.10.073 | [FRONT A21 | front A21 | PV |  | 70606
2.10.074 | [FRONT P41 | front P41 | PV |  | 70606
2.10.075 | [FRONT P42 | front P42 | PV |  | 70606
2.10.076 | [FRONT P31 | front P31 | PV |  | 70606
2.10.077 | [FRONT C41 | front C41 | PV |  | 70606
2.10.078 | [FRONT T59 | front T59 KWU M3 | PV |  | 70606
2.10.079 | [FRONT T59 | front T59 KWU Z3 | PV |  | 70606
2.10.080 | [FRONT C33 | front C33/C41 | PV |  | 70606
2.10.081 | [FRONT X11 | front X11 | PV |  | 70606
2.10.082 | [FRONT X32 | front X32 | PV |  | 70606
2.10.083 | [FRONT X2 | front X2 | PV |  | 70606
2.10.084 | [FRONT B21 | front B21 E-6000 | PV |  | 70606
2.10.085 | [FRONT A00 | front A00 | PV |  | 70606
2.10.086 | [FRONT F/U | front F/U converter | PV |  | 70606
2.10.087 | [FRONT CALSY | front external input calsys3 | PV |  | 70606
2.10.092 | [BRACKET 700 | bracket module E-7000 | PV |  | 70606
2.10.093 | [FRONT MULTI | front multi instr. connection | PV |  | 70606
2.10.094 | [FRONT B2 | front B2 | PV |  | 70606
2.10.098 | [REAR 7002 | rear panel E-7002 4-channel | PV |  | 70606
2.10.099 | [REAR 7000 | rear panel E-7000-20 | PV |  | 70606
2.10.100 | [REAR 7000 | rear panel E-7000-21 | PV |  | 70606
2.10.101 | [REAR 7000 | rear panel E-7000-22 | PV |  | 70606
2.10.102 | [REAR 7000 | rear panel E-7000-30/31/32 | PV |  | 70606
2.10.103 | [FRONT 7000 | front panel E-7000-30/31/32 | PV |  | 70606
2.10.105 | [FRONT 7600 | front/rear panel E-7600 1U | PV |  | 70606
2.10.106 | [REAR 7002 | rear panel E-7002 7U | PV |  | 70606
2.10.107 | [FRONT 5700 | front E-5700 | PV |  | 70744
2.10.109 | [REAR PANEL | 14TE rear FB/RS232 converter | PV | 0 | 99999
2.10.114 | [REAR 7000 | rear panel E-7000-04 | PV |  | 70606
2.10.115 | [REAR PANEL | rear panel 14TE BASF/NAMUR | PV |  | 70606
2.10.116 | [REAR 7000 | rear panel E-7000-13 | PV |  | 70606
2.10.120 | [FRONT D-100 | M+W frontpanel D-1000-00 | PV |  | 70744
2.10.121 | [FRONT D-100 | M+W frontpanel D-1000-10/30 | PV |  | 70744
2.10.122 | [FRONT D-100 | M+W frontpanel D-1000-20/40 | PV |  | 70744
2.10.123 | [REAR D-100 | M+W rearpanel D-1000-x0 | PV |  | 70744
2.10.125 | [REAR PROFI | rearpanel PROFIBUS-DPS FLOWBUS | PV |  | 70744
2.10.126 | [REAR D-100 | M+W rearpanel D-1000-x2 | PV |  | 70744
2.10.127 | [REAR D-100 | M+W rearpanel D-1000-x1 | PV |  | 70744
2.10.128 | [FRONT FRM | frontpanel FRM housing | PV |  | 70606
2.10.129 | [REAR FRM | rearpanel FRM housing | PV |  | 70606
2.10.132 | [FRONT PANEL | readout test front panel | PV |  | 70606
2.10.133 | [FRONT PANEL | sensor test frontpanel | PV |  | 70606
2.10.136 | [REAR PANEL | rear panel 42TE BASF/NAMUR | PV |  | 70606
2.10.152 | [FRONT PANEL | frontpanel burn-in rack 19" | PV |  | 70744
2.10.158 | [FRONT PANEL | front panel pcb testinterface | PV |  | 70744
2.10.159 | [REAR PANEL | rear panel pcb testinterface | PV |  | 70744
2.11.001 | [FRONT 5512 | front E-5512 | PV |  | 70606
2.11.002 | [FRONT 5513 | front E-5513 | PV |  | 70606
2.11.003 | [FRONT 5514 | front E-5514 | PV |  | 70606
2.11.004 | [REAR 5514 | rear panel E-5514 | PV |  | 70606
2.11.005 | [FRONT 5511 | front E-5511 | PV |  | 70606
2.11.006 | [CASE COMPAC | Schroff Compac 2U-42HP brown | PV |  | 71109
2.11.007 | [BRACKET | mounting bracket Compac 2U | PV |  | 71305
2.11.008 | [FRONT SENSO | front sensor simulator | PV |  | 70606
2.11.009 | [REAR 5511 | rear panel E-5511/E-5512 | PV |  | 70606
2.11.010 | [REAR 5513 | rear panel E-5513 | PV |  | 70606
2.11.011 | [FRONT 5517 | front E-5517 | PV |  | 70606
2.11.012 | [FRONT 5516 | front E-5516 | PV |  | 70606
2.11.013 | [FRONT 5515 | front E-5515 | PV |  | 70606
2.11.014 | [REAR 5515 | rear panel E-5515/5516/5517 | PV |  | 70606
2.11.015 | [CASE COMPAC | Schroff Compac 2U-42HP-262D | PV |  | 71109
2.11.016 | [REAR 5514 | rear panel E-5514 | PV |  | 70606
2.11.017 | [REAR 5511 | rear panel E-5511/E-5512 | PV |  | 70606
2.11.018 | [REAR 5513 | rear panel E-5513 | PV |  | 70606
2.11.019 | [CASE DELTRO | Deltron case 114.3x88.9x54.9 | PV |  | 71801
2.11.020 | [CASE W-300 | case W-300 | PV |  | 72601
2.11.021 | [CASE RITTAL | Rittal case AE1031.600 | PV |  | 71331
2.11.022 | [GRID | Rittal grid 160x110mm | PV |  | 71331
2.11.023 | [CASE SAFEPA | Schroff Safepac case 3U-84HP | PV |  | 71109
2.11.024 | [CASE L30 | Rose case L30 | PV |  | 71638
2.11.031 | [CASE M+W | M+W case V/F-convertor | PV |  | 71331
2.11.032 | [CASE W-300 | case W-300 | PV |  | 70813
2.11.033 | [COVER | L20 cover | PV |  | 71818
2.11.034 | [COVER | L20-C-I cover | PV |  | 71818
2.11.035 | [COVER | L20-I cover | PV |  | 71818
2.11.036 | [CASE | L20 case | PV |  | 71818
2.11.037 | [CASE | L20-C case | PV |  | 71818
2.11.039 | [COVER | L20-C cover | PV |  | 71818
2.11.043 | [CASE | IP65 lab case MFC | PV |  | 99999
2.11.054 | [CASE M+W | M+W case analog | PV |  | 71331
2.11.055 | [CASE M+W | M+W case analog+local readout | PV |  | 71331
2.11.056 | [CASE M+W | M+W case digital + 16s LCD | PV |  | 71331
2.11.057 | [CASE THM | case THM AA enhanced gasbox | PV |  | 71353
2.11.059 | [CASE BAL | case BAL CL 200 / 300 | PV |  | 71353
2.11.067 | [CASE ATA003 | case ATA-003M | PV |  | 71353
2.11.077 | [COVER PID | cover PID PROFIBUS with 8DIN | PV |  | 99999
2.11.091 | [COVER POWER | cover power supp. junc. box | PV |  | 70545
2.11.092 | [CASE BOPLA | Bopla alubos case 30mmABP1300 | PV |  | 70545
2.11.139 | [CASE TRIPLE | case triple channel gasbox | PV |  | 70744
2.12.003 | [GUIDE RAIL | Schroff guide rail snap-in | PV |  | 71109
2.12.004 | [SCREW KNURL | Schroff knurled screw M2.5x11 | PV |  | 71109
2.12.005 | [SCREW SOCKE | Schroff socket head scr. M5x12 | PV |  | 71109
2.12.006 | [ | = 2.01.146 | NONE
2.12.007 | [ | = 2.02.019 | NONE
2.12.008 | [ | = 2.01.147 | NONE
2.12.010 | [SCREW COLLA | Schroff collar screw M2.5x11 | PV |  | 71109
2.12.011 | [SLEEVE | Schroff synthetic sleeve | PV |  | 71109
2.12.012 | [ | = 2.01.014 | NONE
2.12.013 | [ | = 2.01.145 | NONE
2.12.014 | [HANDLE 7HP | Schroff front panel handle 7HP | PV |  | 71109
2.12.015 | [HANDLE 14HP | Schroff front panel handle14HP | PV |  | 71109
2.12.016 | [HANDLE 28HP | Schroff front panel handle28HP | PV |  | 71109
2.12.017 | [ | = 2.01.083 | NONE
2.12.020 | [PCB HOLDER | Schroff pcb holder 107.25mm | PV |  | 71109
2.12.021 | [SCREWSET | Schroff screwset protect. hood | PV |  | 71109
2.12.022 | [PCB SHEET | Schroff printed board sheet | PV |  | 71109
2.12.023 | [PCB HOLDER | Schroff pcb holder single row | PV |  | 71109
2.12.024 | [DVM CLAMPS | DVM panel clamps | PV |  | 71321
2.12.025 | [SLEEVE | Schroff metal sleeve | PV |  | 71109
2.12.026 | [SCREW GRUB | Schroff grub screw M2.5 | PV |  | 71109
2.12.027 | [HANDLE 3HP | Schroff front panel handle 3HP | PV |  | 71109
2.12.028 | [MOUNTING PR | Schroff mounting part conn. | PV |  | 71109
2.12.029 | [HANDLE 21HP | Schroff front panel handle21HP | PV |  | 71109
2.12.030 | [HANDLE 4HP | Schroff front panel handle 4HP | PV |  | 71109
2.12.031 | [HANDLE 6HP | Schroff front panel handle 6HP | PV |  | 71109
2.12.032 | [HANDLE 5HP | Schroff front panel handle 5HP | PV |  | 71109
2.12.033 | [BRACKET | Schroff panel mount 3U | PV |  | 71109
2.12.034 | [SLIDE RAIL | Schroff slide rail | PV |  | 71109
2.12.035 | [BRACKET | Rittal bracket | PV |  | 71331
2.13.021 | [TUBE LIQUID | tube liquid valve | PV | 0 | 99999
2.13.022 | [TUBE SS | seamless tube 4.50x0.25mm | PV |  | 72005
2.13.025 | [TUBE SS | seamless tube 1.20x0.20mm | PV |  | 72005
2.13.026 | [TUBE SS | seamless tube 0.75x0.25mm | PV |  | 72005
2.13.027 | [TUBE SS | seamless tube 0.90x0.20mm | PV |  | 72005
2.13.028 | [TUBE SS | seamless tube 1.50x0.20mm | PV |  | 72005
2.13.029 | [TUBE SS | seamless tube 4.00x0.25mm | PV |  | 72005
2.13.031 | [TUBE SS | seamless tube 4.00x1.00mm | PV |  | 72005
2.13.032 | [TUBE SS | seamless tube 4.00x1.25mm | PV |  | 72005
2.13.033 | [TUBE SS | seamless tube 4.00x1.50mm | PV |  | 72005
2.13.034 | [TUBE SS | seamless tube 4.00x1.60mm | PV |  | 72005
2.13.035 | [TUBE SS | seamless tube 4.00x1.325mm | PV |  | 72005
2.13.036 | [ROUND BAR | round bar 4.00mm | PV |  | 72005
2.13.039 | [BELLOW | bellow d17.5x27.5mm | PV |  | 71111
2.13.043 | [ | = 2.13.021 | NONE
2.13.047 | [TUBE W-200 | tube W-200 | PV |  | 99999
2.13.049 | [TUBE PVC | Nalgene tubing 1/8x3/16x1/32" | PV |  | 70301
2.13.050 | [TUBE PVC | Nalgene tubing 1/16x1/8x1/32" | PV |  | 70301
2.13.053 | [NEEDLE | needle d0.6mm | PV |  | 70301
2.13.055 | [TUBE SS | seamless tube 9.53x1.24mm | PV |  | 71332 | 3/8"x0.049"
2.13.058 | [TUBE SS A90 | tube ss a90 | PV |  | 72005
2.13.059 | [TUBE SS A91 | tube ss a91 | PV |  | 72005
2.13.060 | [TUBE COPPER | red copper tube 2x3mm | PV |  | 71317
2.13.061 | [TUBE COPPER | red copper tube 63.2x67mm | PV |  | 70828
2.13.062 | [TUBE COPPER | red copper tube 33x38mm | PV |  | 71317
2.13.064 | [BALL 3MM | ball PTFE 3mm | PV |  | 70506
2.13.066 | [TUBE COPPER | red copper tube 36x40mm | PV |  | 70828
2.13.067 | [TUBE SS | seamless tube 9.5x0.5mm | PV |  | 72005
2.13.068 | [TUBE SS | seamless tube 8.5x0.9mm | PV |  | 72005
2.13.070 | [TUBE SS | seamless tube 6.35x1.65mm | PV |  | 72005 | 1/4"x0.065"
2.13.079 | [TUBE SS | seamless tube 1.59x0.5x50mm | PV |  | 70251
2.13.081 | [TUBE SS | seamless tube 1.59x0.254x50mm | PV |  | 70251
2.13.084 | [TUBE | cap. tube L20 DO 1.2 x DI 0.8 | PV |  | 70721
2.13.091 | [TOGGLE APP | spiral pin coiled 2.5x8mm | PV
2.13.094 | [TUBE L01 | tube L01 sensor 90S 0.8x1.6 | PV
2.13.097 | [TUBE L01 | sensor tube assy 0.3x0.2 | PV |  | 72336
2.13.098 | [TUBE | capillary tube OD 0.3 x ID 0.2 | PV
2.13.102 | [TUBE | capillary tube BRA-001F | PV
2.13.105 | [TUBE SS | seamless tube 0.8x0.175mm | PV |  | 72005
2.13.107 | [TUBE SS | seamless tube 0.70x0.50mm | PV |  | 71915
2.13.108 | [TUBE SS | seamless tube 1.50x1.30mm | PV |  | 71915
2.13.109 | [TUBE | Festo tube PUN 3x0.5-BL | PV |  | 70523
2.13.113 | [TUBE SS | seamless tube 6.00x1.50mm | PV |  | 71332
2.13.120 | [TUBE M14 | seamless tube OD1.5xID1.3mm | PV |  | 71332
2.13.122 | [TUBE COPPER | red copper tube 35x32mm | PV |  | 72011
2.13.123 | [SQUARE BAR | brass square bar 6x8mm | PV |  | 72011
2.13.124 | [ROUND BAR | brass round bar d6mm | PV |  | 72011
2.13.127 | [COPPER TUBE | DMA copper tube d15x1x201 | PV |  | 71331
2.13.134 | [WELD TUBE | M12 weld tube | PV |  | 72029
2.13.135 | [WELD TUBE | M13 weld tube | PV |  | 72029
2.13.139 | [TUBE | tube OD 0.3 x ID 0.20mm | PV |  | 71915
2.13.143 | [WELD TUBE | M13 weld tube Hastelloy | PV |  | 72029
2.13.144 | [WELD TUBE | M12 weld tube Hastelloy | PV |  | 72029
2.15.014 | [VALVE NUPRO | Nupro Bellows sealed valve n.o | PV |  | 70101
2.15.018 | [TUBEHOLDER | tube + tubeholder welded liqui | PV |  | 71305
2.15.019 | [RING SIEVE | sieve ring 4-sets F-116B | PV |  | 72029
2.15.022 | [COVER 116B | inlet cover F-116B | PV |  | 72014
2.15.023 | [COVER 116B | outlet cover F-116B | PV |  | 72014
2.15.026 | [BODY L2 | body L2 | PV |  | 71110
2.15.027 | [BODY L2 | body L2 fraised + drilled | PV |  | 71305
2.15.028 | [PLATE CENTR | centre plate LIQUI-FLOW | PV |  | 71305
2.15.029 | [CLIP PIECE | spiral clip piece outlet | PV |  | 71305
2.15.030 | [CLIP PIECE | spiral clip piece inlet | PV |  | 71305
2.15.031 | [PLATE MOUNT | mounting plate LIQUI-FLOW | PV |  | 71305
2.15.032 | [CLIP PIECE | spiral clip piece top | PV |  | 71305
2.15.033 | [TUBEHOLDER | tube holder LIQUI-FLOW | PV |  | 71305
2.15.034 | [PLUNGER 033 | plunger F-033C without sealing | PV |  | 70848
2.15.035 | [WELD PIECE | weld piece tube holder liqui | PV |  | 71305
2.15.036 | [TUBE SPIRAL | spiral tube LIQUI-FLOW | PV |  | 71305
2.15.037 | [BODY 003BC | body F-003BC | PV |  | 72014
2.15.040 | [COVER 003BC | cover F-003BC | PV |  | 72029
2.15.043 | [CASE CALSYS | case for electronics calsys3 | PV |  | 72601
2.15.047 | [ENDPLATE | endplate | PV |  | 71305
2.15.048 | [BODY MIXER | body medium flow mixer | PV |  | 71305
2.15.049 | [COVER MIXER | cover medium flow mixer | PV |  | 71305
2.15.050 | [ENDPLATE | endplate mixer | PV |  | 71305
2.15.051 | [COVER 004CM | cover F-004CM outlet | PV |  | 71305
2.15.052 | [COVER 004CM | cover F-004CM inlet | PV |  | 71305
2.15.053 | [COVER 204CM | cover F-204CM | PV |  | 71305
2.15.054 | [BODY 204CM | body F-204CM | PV |  | 71305
2.15.055 | [PLATE MOUNT | mounting plate evaporator | PV |  | 71305
2.15.056 | [STAY CORNER | corner stay valve evaporator | PV |  | 71305
2.15.057 | [STAY CORNER | corner stay heater evaporator | PV |  | 71305
2.15.062 | [COVER 003AC | cover F-003AC | PV |  | 72029
2.15.066 | [RING SIEVE | sieve ring 4-sets F-116A | PV |  | 72029
2.15.068 | [DISTANCE PR | distance part Industrial | PV |  | 71305
2.15.069 | [PLUNGER 004 | plunger F-004C viton | PV | 0 | 99999
2.15.070 | [PLUNGER 004 | plunger F-004C EPDM | PV | 0 | 99999
2.15.071 | [PLUNGER 004 | plunger F-004C parofluor | PV | 0 | 99999
2.15.072 | [COVER 202CM | cover F-202CM | PV |  | 71305
2.15.073 | [BODY 202CM | body F-202CM | PV |  | 71305
2.15.075 | [TUBEHOLDER | tubeholder L2 | PV |  | 71305
2.15.076 | [PLATE MOUNT | mounting plate L2 | PV |  | 70116
2.15.082 | [DISTANCE PR | distance part case Industrial | PV |  | 72029
2.15.083 | [BYPASS EX | bypass head Ex-proof | PV |  | 71305
2.15.084 | [CASE W-200 | case W-200 | PV |  | 72601
2.15.085 | [BODY W002 | body W-002 | PV |  | 71305
2.15.086 | [TUBE SPRAY | adjustable spray tube W-002 | PV |  | 71305
2.15.087 | [ | = 3.03.112 | NONE
2.15.088 | [ | = 3.03.113 | NONE
2.15.089 | [BODY MIXER | body gasmixer 6mm OD | PV |  | 99999
2.15.090 | [PLUNGER 001 | plunger F-001 parofluor | PV | 0 | 99999
2.15.092 | [BODY L0 | upper part body L0 | PV |  | 72029
2.15.093 | [BODY L0 | lower part body L0 | PV |  | 72019
2.15.094 | [BODY FIS001 | body FIS-001P | PV |  | 71305
2.15.095 | [MAGNET CORE | magnet core modular valve | PV |  | 72029
2.15.096 | [CASE VALVE | case modular valve | PV |  | 72019
2.15.097 | [ORIFICE MOD | orifice modular valve d0.2mm | PV
2.15.098 | [PLUNGER MOD | plunger modular valve | PV |  | 72029
2.15.099 | [DISC VALVE | disc for modular valve | PV |  | 72029
2.15.100 | [ROD PRESSIN | pressing rod | PV |  | 71305
2.15.102 | [BODY 200C | body F-200C | PV |  | 71305
2.15.103 | [BODY FM1 | body FM1 | PV |  | 72014
2.15.104 | [BODY 101D | body F-101D | PV |  | 72014
2.15.109 | [BODY 132AC | body F-132AC | PV |  | 71320
2.15.110 | [PLUNGER MOD | plunger modular valve d0.7-1.0 | PV |  | 71305
2.15.112 | [BODY 133AC | body F-133AC | PV |  | 72014
2.15.113 | [COVER 133AC | cover F-133AC/F-133AX/F-133MI | PV |  | 72014
2.15.115 | [BODY 133X | body F-133X | PV |  | 72014
2.15.118 | [BYPASS 105 | bypass head F-105 | PV |  | 71305
2.15.119 | [BODY 110C | body F-110C | PV
2.15.124 | [PLATE MOUNT | mounting plate L0 | PV |  | 71305
2.15.125 | [DEVICEHOLDE | flow device holder | PV |  | 72029
2.15.131 | [ARMATURE004 | armature F-004BC | PV |  | 71305
2.15.134 | [BODY 004BC | body F-004BC | PV |  | 72014
2.15.139 | [CASE MODULE | case module | PV |  | 70737
2.15.141 | [EVAPORATOR | plate evaporator | PV |  | 72029
2.15.144 | [BRACKET7000 | front bracket 14HP E-7000 | PV |  | 70606
2.15.145 | [BODY 122M | body F-122M/F-132M | PV |  | 72014
2.15.152 | [SCREW ADJUS | adjusting screw F-004AC | PV |  | 71305
2.15.155 | [HEATSINK | heatsink | PV |  | 71203
2.15.158 | [RING 106E | center ring F-106E PN40 | PV |  | 72014
2.15.161 | [REDUCER | reducer modular valve | PV |  | 71305
2.15.162 | [BODY FIS001 | body FIS-001F | PV |  | 71305
2.15.163 | [ORIFICE VM1 | orifice mod valve VM1 0,2 | PV |  | 71305
2.15.164 | [ORIFICE VM1 | orifice mod valve VM1 0,5 | PV |  | 71305
2.15.165 | [ORIFICE VM1 | orifice mod valve VM1 0,7 | PV |  | 71305
2.15.166 | [ORIFICE VM1 | orifice mod valve VM1 1,0 | PV |  | 71305
2.15.168 | [BODY FIS003 | body FIS-003P | PV |  | 71305
2.15.170 | [HEAD EX-PR | Ex-proof measuring head | PV |  | 71305
2.15.171 | [CASE MODULE | case flow sensor module | PV |  | 70737
2.15.172 | [PLUNGER 001 | plunger F-001C parofluor | PV | 0 | 70848
2.15.173 | [CASE MODULE | case module with Combi-pcb | PV |  | 70737
2.15.175 | [CASE INDUST | Rolec case MFC Industrial | PV |  | 71638
2.15.176 | [CASE INDUST | Rolec case MFM Industrial | PV |  | 71638
2.15.178 | [DISTANCE PA | distance part F-932/F-934 | PV |  | 71320
2.15.180 | [CASE FRM/FT | electronics housing FRM/FTM | PV |  | 72601
2.15.182 | [CASE W-200 | case W-100/200 | PV |  | 72601
2.15.183 | [CASE CONVER | case FLOW-BUS converter | PV |  | 71801
2.15.184 | [BODY FM3 | body FM3 | PV
2.15.185 | [BODY FM4 | body FM4 | PV |  | 72014
2.15.186 | [BODY FM3FM4 | base body FM3/FM4 | PV |  | 72014
2.15.187 | [BODY SAM001 | body SAM-001F | PV |  | 72019
2.15.188 | [ | = 2.15.197 | NONE
2.15.189 | [ | = 2.15.198 | NONE
2.15.190 | [ | = 2.15.199 | NONE
2.15.191 | [ | = 2.15.196 | NONE
2.15.192 | [BODY BLZ302 | body BLZ-302F | PV |  | 72014
2.15.193 | [CASE CAPILL | capillary case BUGW | PV |  | 71305
2.15.194 | [COVER CAPIL | capillary cover BUGW | PV |  | 71305
2.15.196 | [BODY W003 | body W-003 | PV |  | 71305
2.15.197 | [ORIFICEHOLD | orificeholder W-003 | PV |  | 71305
2.15.198 | [ORIFICE W03 | orifice W-003 | PV |  | 71305
2.15.199 | [TUBE SPRAY | adjustable spray tube W-003 | PV |  | 71305
2.15.200 | [BRACKET W30 | mounting bracket W-300 | PV |  | 72029
2.15.206 | [BODY BUGW | body BUGW | PV |  | 71305
2.15.207 | [COVER BUGW | cover BUGW | PV |  | 71305
2.15.208 | [INSERT BUGW | insert BUGW | PV |  | 71305
2.15.209 | [CLIP BUGW | clip BUGW | PV |  | 71305
2.15.211 | [BODY 139MI | body F-139MI max. 700 bar | PV |  | 71305
2.15.212 | [COVER F139M | cover F-139MI max. 700 bar | PV |  | 71305
2.15.214 | [BODY CASE | body case Metco | PV |  | 72019
2.15.215 | [COVER VALVE | cover valve H01 | PV |  | 72029
2.15.220 | [CASE W-300 | case W-300 power supply | PV | 0 | 99999
2.15.221 | [TUBE HEATER | tube inside W-300 heater | PV | 0 | 99999
2.15.222 | [BASE PLATE | base plate 14TE for FM3/FM4 | PV |  | 72014
2.15.223 | [BASE PLATE | base plate 14TE for FM1/FM2 | PV |  | 72014
2.15.224 | [CASE 004AC | case F-004AC TST | PV |  | 72029
2.15.225 | [CASE LOWER | case lowerpart F-004AC TST | PV
2.15.226 | [COVER PLATE | cover plate F-001AC TST | PV
2.15.227 | [LOWER PART | lowerpart F-001AC TST | PV
2.15.228 | [BODY TST | body flowmodule TST | PV |  | 72019
2.15.231 | [PLUNGER MOD | plunger modular valve | PV |  | 71305
2.15.232 | [CASE VALVE | case modular valve | PV |  | 71305
2.15.233 | [MAGNET CORE | magnet core modular valve | PV |  | 71305
2.15.234 | [BRACKET | bracket modular valve | PV |  | 71305
2.15.243 | [DISTANCE PR | distance part high pressure | PV |  | 72029
2.15.245 | [BODY 042 AE | body F-042 fitt AE-HP-250 | PV |  | 71305
2.15.246 | [COVER 042 A | cover F-042 fitt AE-HP-250 | PV |  | 71305
2.15.247 | [BODY 142MI | body F-142MI fitt AE-HP-250 | PV |  | 71305
2.15.248 | [COVER 142MI | cover F-142MI fitt AE-HP-250 | PV |  | 71305
2.15.249 | [BODY 143MI | body F-143MI Nova Swiss M30x2 | PV |  | 71305
2.15.250 | [COVER 143MI | cover F-143MI Nova Swiss M30x2 | PV |  | 71305
2.15.251 | [BODY 123M | body F-123M/F-133M | PV |  | 72014
2.15.252 | [DRAWING | AE-HP-250 | PV
2.15.253 | [DRAWING | Nova Swiss M30x2 | PV
2.15.254 | [BASE PLATE | base plate capillary tester | PV |  | 99999
2.15.255 | [BODY 111CI | body F-111CI | PV |  | 71305
2.15.256 | [HOLDER | holder pcb housing cap tester | PV |  | 99999
2.15.257 | [BODY C/EX/C | body C/EX/combi cap. tester | PV
2.15.259 | [CLAMP FOOT | clamp foot high cap tester | PV |  | 99999
2.15.260 | [ADAPTER FOO | adapter foot Combi cap tester | PV |  | 99999
2.15.261 | [SUPPORT TOO | support tool Combi cap tester | PV |  | 99999
2.15.262 | [MATCH PLATE | match-plate D-cap metal foot | PV |  | 99999
2.15.263 | [MATCH PLATE | match-plate D-cap plastic foot | PV |  | 99999
2.15.264 | [MATCH PLATE | match-plate C-cap metal foot | PV |  | 99999
2.15.265 | [MATCH PLATE | match-plate C-cap plastic foot | PV |  | 99999
2.15.266 | [BRACKET | left bracket arm cap tester | PV |  | 99999
2.15.267 | [BRACKET | right bracket arm cap tester | PV |  | 99999
2.15.268 | [SLIDE | slide for left bracket arm | PV |  | 99999
2.15.269 | [SLIDE | slide for right bracket arm | PV |  | 99999
2.15.270 | [BRIDGE | bridge for bracket arm cap tes | PV |  | 99999
2.15.271 | [BRACKET | bracket foot low cap tester | PV |  | 99999
2.15.272 | [BRACKET | bracket foot high cap tester | PV |  | 99999
2.15.273 | [BODY 110CI | body F-110CI | PV |  | 71305
2.15.274 | [PLATE | plate holder pcb housing | PV |  | 99999
2.15.276 | [DRAWING | female parallel thread G 1/2" | PV |  | 99999
2.15.277 | [BODY 143MI | body F-143MI G 1/2" | PV |  | 71305
2.15.278 | [COVER 143MI | cover F-143MI G 1/2" | PV |  | 71305
2.15.280 | [ADAPTER WEL | weld adapter W-100 | PV |  | 72029
2.15.284 | [OUTLET PART | outlet part L-30 | PV |  | 71305
2.15.289 | [SLEEVE LIQU | upperpart sleeve Liqui | PV |  | 71305
2.15.294 | [COVER 126A | cover F-126A/F-136A | PV |  | 72014
2.15.318 | [COVER 126B | cover F-126B/F-136B | PV |  | 72014
2.15.321 | [BODY PL001 | body PL-001 | PV |  | 71305
2.15.322 | [INSRT PL001 | insert PL-001 | PV |  | 71305
2.15.323 | [COVER PLATE | cover plate L30 | PV |  | 70606
2.15.325 | [PLATE EX-PR | Ex-proof plate EEX-IM | PV |  | 71305
2.15.326 | [HEAD EX-PR | Ex-proof measuring head | PV |  | 71305
2.15.327 | [BODY 121M | body F-121M/F-131M | PV |  | 71305
2.15.328 | [BODY 130M | body F-130M | PV |  | 71305
2.15.329 | [BODY 120M | body F-120M/F-130M | PV |  | 72014
2.15.330 | [BODY 121M | body F-121M/F-131M | PV |  | 72014
2.15.339 | [BELLOW | upperpart of bellow assembly | PV |  | 71626
2.15.340 | [BELLOW | lowerpart of bellow assembly | PV |  | 71626
2.15.341 | [BODY POL101 | body POL-101F | PV |  | 72014
2.15.342 | [SCREW 001BC | screw F-001BC | PV |  | 71305
2.15.343 | [ORIFICE HOL | orificeholder F-001BC | PV |  | 71305
2.15.344 | [PLUNGERHOLD | plungerholder F-001BC n.c. | PV |  | 71305
2.15.345 | [BODY 107B | body F-107B with bride/groove | PV |  | 72014
2.15.350 | [DRAWING | BASF M16 x 1,5 1/4HP | PV
2.15.351 | [HEAD EX-PR | Ex-proof measuring head M-type | PV |  | 71305
2.15.354 | [BODY FM0 | body FM0 | PV |  | 72029
2.15.358 | [BODY WFM | body WFM 043/061 6-8-12mm | PV |  | 72019
2.15.359 | [COVER WFM | cover WFM 043/061 6-8-12mm | PV |  | 72019
2.15.360 | [RING DISTAN | distance ring WFM 6mm | PV |  | 72019
2.15.361 | [RING DISTAN | distance ring WFM 8mm | PV |  | 72019
2.15.362 | [RING DISTAN | distance ring WFM 12mm | PV |  | 72019
2.15.363 | [RING ADAPTE | adapter ring WFM 6-8mm | PV |  | 72019
2.15.364 | [INLET PART | inlet part WFM 6mm | PV |  | 72019
2.15.365 | [INLET PART | inlet part WFM 8mm | PV |  | 72019
2.15.366 | [INLET PART | inlet part WFM 12mm | PV |  | 72019
2.15.367 | [OUTLET PART | outlet part WFM 6mm | PV |  | 72019
2.15.368 | [OUTLET PART | outlet part WFM 8mm | PV |  | 72019
2.15.369 | [OUTLET PART | outlet part WFM 12mm | PV |  | 72019
2.15.373 | [ORIFICE MOD | orifice modular valve d0.3mm | PV | 0 | 72019
2.15.374 | [ORIFICE MOD | orifice modular valve d0.5mm | PV | 0 | 72019
2.15.375 | [ORIFICE MOD | orifice modular valve d0.7mm | PV | 0 | 72019
2.15.376 | [ORIFICE MOD | orifice modular valve d1.0mm | PV | 0 | 72019
2.15.379 | [ | = 2.05.358 | NONE
2.15.380 | [ | = 2.05.359 | NONE
2.15.381 | [ | = 2.05.360 | NONE
2.15.384 | [CASE VALVE | case VM1 valve plane | PV |  | 72019
2.15.385 | [BODY D-6270 | M+W body D-6270-AL | PV |  | 72019
2.15.388 | [FLOW DEVICE | M+W flow device WFM 062-32 | PV |  | 72019
2.15.389 | [RING WFM | M+W distance ring WFM 062-32 | PV |  | 72019
2.15.390 | [BODY BASE | basebody FM1/FM2 and Burkert | PV |  | 72019
2.15.391 | [BODY D-6250 | M+W body D-6250-AL | PV |  | 72019
2.15.392 | [BODY MODUL | modul body PM-00G2 | PV |  | 72019
2.15.393 | [BODY BASE | base body FM1/2 or PM + VM1/2 | PV |  | 72019
2.15.394 | [BODY D-6230 | M+W body D-6230-AL | PV |  | 72019
2.15.395 | [RING WFM | M+W distance ring WFM 062-16 | PV |  | 72019
2.15.396 | [RING WFM | M+W distance ring WFM 062-8 | PV |  | 72019
2.15.399 | [BODY DUMMY | dummy dual combibody face seal | PV |  | 71305
2.15.400 | [BODY DUMMY | dummy body F-201 | PV |  | 71305
2.15.401 | [BODY DUMMY | dummy body F-201AC | PV |  | 71305
2.15.402 | [BODY DUMMY | dummy body P-602/P-702 | PV |  | 71305
2.15.403 | [CASE DMFC I | case DMFC Industrial | PV | 0 | 99999
2.15.405 | [ | = 2.15.001 | NONE
2.15.406 | [ | = 2.15.002 | NONE
2.15.407 | [ | = 2.15.003 | NONE
2.15.409 | [BODY UHP | body UHP low flow | PV
2.15.410 | [COVER UHP | cover UHP low flow | PV |  | 71305
2.15.411 | [INSERT UHP | base insert annular UHP loflow | PV |  | 71305
2.15.412 | [INSERT UHP | base insert grooved UHP loflow | PV |  | 71305
2.15.413 | [CONUS D | conus for D-capillary | PV |  | 71305
2.15.414 | [NUT UHP | nut UHP low flow | PV |  | 71305
2.15.415 | [BODY UHP | body UHP medium flow | PV
2.15.416 | [COVER UHP | cover UHP medium flow | PV
2.15.417 | [NUT UHP | nut UHP medium flow | PV
2.15.418 | [BODY UHP | body UHP high flow | PV |  | 72014
2.15.419 | [NUT UHP | nut UHP high flow | PV
2.15.420 | [COVER UHP | cover UHP high flow | PV |  | 72014
2.15.421 | [HEATSINK | heatsink handterminal | PV |  | 70606
2.15.422 | [INSERT UHP | insert annular UHP d11.20mm | PV |  | 71305
2.15.423 | [INSERT UHP | insert annular UHP d11.32mm | PV |  | 71305
2.15.424 | [INSERT UHP | insert annular UHP d11.42mm | PV |  | 71305
2.15.425 | [INSERT UHP | insert annular UHP d11.50mm | PV |  | 71305
2.15.426 | [INSERT UHP | insert annular UHP d11.56mm | PV |  | 71305
2.15.427 | [INSERT UHP | insert annular UHP d11.64mm | PV |  | 71305
2.15.428 | [INSERT UHP | insert annular UHP d11.68mm | PV |  | 71305
2.15.429 | [INSERT UHP | insert annular UHP d11.74mm | PV |  | 71305
2.15.430 | [INSERT UHP | insert annular UHP d11.78mm | PV |  | 71305
2.15.431 | [INSERT UHP | insert annular UHP d11.80mm | PV |  | 71305
2.15.432 | [INSERT UHP | insert annular UHP d11.84mm | PV |  | 71305
2.15.433 | [INSERT UHP | insert grooved UHP d11.90mm | PV |  | 71305
2.15.434 | [INSERT UHP | insert grooved UHP d11.85mm | PV |  | 71305
2.15.435 | [INSERT UHP | insert blind UHP low flow | PV |  | 71305
2.15.436 | [BODY WFM051 | M+W body WFM 051 | PV |  | 72019
2.15.437 | [RING WFM051 | M+W distance ring WFM 051 | PV |  | 72019
2.15.439 | [PLATE FM2 | mounting plate FM2 | PV |  | 72014
2.15.440 | [DISTANCE PR | distance part pcb PM/FM2 | PV |  | 72014
2.15.441 | [BODY | modular body <12ln/min | PV |  | 72019
2.15.443 | [BODY PRESS | body pressure | PV
2.15.444 | [INSERT UHP | insert grooved UHP d11.90mm | PV |  | 71305
2.15.445 | [INSERT UHP | insert grooved UHP d11.85mm | PV |  | 71305
2.15.446 | [INSERT UHP | base insert grooved UHP loflow | PV |  | 71305
2.15.447 | [INSERT UHP | base insert annular UHP loflow | PV |  | 71305
2.15.448 | [INSERT UHP | insert annular UHP d11.20mm | PV |  | 71305
2.15.449 | [INSERT UHP | insert annular UHP d11.32mm | PV |  | 71305
2.15.450 | [INSERT UHP | insert annular UHP d11.42mm | PV |  | 71305
2.15.451 | [INSERT UHP | insert annular UHP d11.50mm | PV |  | 71305
2.15.452 | [INSERT UHP | insert annular UHP d11.56mm | PV |  | 71305
2.15.453 | [INSERT UHP | insert annular UHP d11.64mm | PV |  | 71305
2.15.454 | [INSERT UHP | insert annular UHP d11.68mm | PV |  | 71305
2.15.455 | [INSERT UHP | insert annular UHP d11.74mm | PV |  | 71305
2.15.456 | [INSERT UHP | insert annular UHP d11.78mm | PV |  | 71305
2.15.457 | [INSERT UHP | insert annular UHP d11.80mm | PV |  | 71305
2.15.458 | [INSERT UHP | insert annular UHP d11.84mm | PV |  | 71305
2.15.459 | [SCREW STRET | stretching screw | PV
2.15.460 | [BODY D-6250 | M+W body D-6250-SS | PV |  | 72019
2.15.461 | [BODY D-6270 | M+W body D-6270-SS | PV |  | 72019
2.15.463 | [BODY D-6230 | M+W body D-6230-SS | PV |  | 72019
2.15.468 | [INSERT RING | insert centring ring | PV |  | 72029
2.15.469 | [ADAPTER VM2 | adapter VM2 valve/VM4 body | PV |  | 72019
2.15.470 | [BODY PL-003 | body PL-003 | PV |  | 72019
2.15.471 | [INLET PL003 | inlet body PL-003 | PV |  | 72019
2.15.472 | [BODY PL-002 | body PL-002 | PV |  | 72019
2.15.474 | [BODY BASE | body base FM1/FM2 F-001 | PV |  | 72019
2.15.480 | [ORIFICE MOD | orifice modular valve d0.37mm | PV |  | 72019
2.15.485 | [ORIFICEHOLD | orificeholder metal S.C. d0.30 | PV |  | 99999
2.15.486 | [ORIFICEHOLD | orificeholder metal S.C. d0.50 | PV |  | 99999
2.15.487 | [ORIFICEHOLD | orificeholder metal S.C. d0.70 | PV |  | 99999
2.15.495 | [ORIFICEHOLD | orificeholder metal S.C. d1.0 | PV |  | 72029
2.15.496 | [ORIFICEHOLD | orificeholder metal S.C. d1.3 | PV |  | 72029
2.15.497 | [ORIFICEHOLD | orificeholder metal S.C. d1.5 | PV |  | 72029
2.15.498 | [ORIFICEHOLD | orificeholder metal S.C. d1.7 | PV |  | 72029
2.15.499 | [ORIFICEHOLD | orificeholder metal S.C. d2.0 | PV |  | 72029
2.15.507 | [ | = 2.05.731 | NONE
2.15.508 | [ | = 2.05.732 | NONE
2.15.509 | [ | = 2.05.733 | NONE
2.15.510 | [ORIFICE | orifice/holder modul blind | PV
2.15.513 | [CAP VALVE | M+W cap valve D-511/512 | PV |  | 72019
2.15.517 | [ORIFICE | orifice/holder modul d0.07 | PV |  | 70848
2.15.518 | [ORIFICE | orifice/holder modul d0.10 | PV |  | 70848
2.15.519 | [ORIFICE | orifice/holder modul d0.14 | PV |  | 70848
2.15.520 | [ORIFICE | orifice/holder modul d0.20 | PV |  | 70848
2.15.521 | [ORIFICE | orifice/holder modul d0.30 | PV |  | 70848
2.15.522 | [ORIFICE | orifice/holder modul d0.37 | PV |  | 70848
2.15.523 | [ORIFICE | orifice/holder modul d0.50 | PV |  | 70848
2.15.524 | [ORIFICE | orifice/holder modul d0.70 | PV |  | 70848
2.15.525 | [ORIFICE | orifice/holder modul d1.00 | PV |  | 70848
2.15.526 | [ORIFICE | orifice/holder modul d1.30 | PV |  | 70848
2.15.527 | [ORIFICE | orifice/holder modul d1.50 | PV |  | 70848
2.15.528 | [ORIFICE | orifice/holder modul d1.70 | PV |  | 70848
2.15.529 | [BODY D-4012 | M+W body D-4012-AL | PV |  | 72019
2.15.532 | [TRICLAMP 3/ | Triclamp 3/8" weldconnector | PV |  | 72029
2.15.536 | [TOOL FILTER | high flow filter tool | PV |  | 71305
2.15.538 | [BODY INF301 | body INF-301F | PV |  | 72019
2.15.539 | [BODY VGE003 | body VGE-003 | PV |  | 72014
2.15.540 | [BODY BUSCH | body Busch with valve | PV |  | 71305
2.15.541 | [BODY BUSCH | body Busch without valve | PV |  | 71305
2.15.542 | [SPINDLE | spindle Busch | PV |  | 72029
2.15.543 | [BODY FIN001 | body FIN-001F | PV |  | 72019
2.15.550 | [BODY D-6200 | M+W body D-6200-AL | PV |  | 72019
2.15.551 | [BODY D-6200 | M+W body D-6200-SS | PV |  | 72019
2.15.552 | [BODY D-6201 | M+W body D-6201-AL | PV |  | 72019
2.15.553 | [BODY D-6201 | M+W body D-6201-SS | PV |  | 72019
2.15.564 | [CASE CAPILL | bottom capillary case DUMA | PV |  | 72019
2.15.565 | [CASE CAPILL | tube capillary case DUMA | PV |  | 72019
2.15.586 | [SLEEVE V01 | upper part sleeve V01 n.c. | PV |  | 72029
2.15.587 | [SLEEVE V01 | lower part sleeve V01 n.c. | PV |  | 72029
2.15.598 | [PLUNGER | plunger topmount parofluor | PV | 0 | 70848
2.15.599 | [BODY BCH001 | body BCH-001F Busch manual | PV
2.15.600 | [BODY BCH002 | body BCH-002F Busch automatic | PV |  | 71305
2.15.601 | [CAP LOW/MED | cap low/medium | PV |  | 72029
2.15.605 | [SLEEVE | sleeve COMBI-FLOW n.o. | PV |  | 72336
2.15.606 | [SLEEVE | upperpart sleeve combi n.o. | PV
2.15.607 | [SLEEVE | lowerpart sleeve combi n.o. | PV
2.15.608 | [RING COMBI | support ring COMBI-FLOW | PV |  | 72029
2.15.609 | [BUSH COMBI | bush COMBI-FLOW n.o. | PV |  | 72029
2.15.612 | [SLEEVE | sleeve COMBI-FLOW n.c. | PV |  | 71305
2.15.613 | [SLEEVE | upperpart sleeve combi n.c. | PV
2.15.614 | [SLEEVE | lowerpart sleeve combi n.c. | PV
2.15.615 | [PLUNGERHOLD | plungerholder COMBI-FLOW n.c. | PV |  | 72029
2.15.616 | [RING COMBI | support ring COMBI-FLOW n.c. | PV |  | 72029
2.15.617 | [SLEEVE LIQU | sleeve LIQUI-FLOW 1/8" n.o. | PV |  | 71305
2.15.618 | [SLEEVE | upperpart sleeve liqui n.o. | PV
2.15.619 | [SLEEVE | sleeve liqui COMBI-FLOW n.c. | PV |  | 71305
2.15.620 | [SLEEVE | upperpart sleeve liqui n.c. | PV
2.15.621 | [ORIFICE MOD | orifice modular valve blind | PV
2.15.627 | [BODY PL-003 | body PL-003 low flow | PV |  | 72019
2.15.628 | [BODY PL-002 | body PL-002 low flow | PV |  | 72019
2.15.629 | [BODY BASE | base body FM1/2 or PM + VM1/2 | PV |  | 72014
2.15.630 | [BODY PL-002 | body PL-002 high-flow | PV
2.15.631 | [CASE FRM | lowerpart FRM housing | PV |  | 99999
2.15.632 | [CASE FRM | upperpart FRM housing | PV |  | 99999
2.15.633 | [INSERT D625 | M+W insert D-6251 | PV |  | 71305
2.15.639 | [BODY L20 | L20 body | PV |  | 71305
2.15.640 | [COVER L20 | L20 body cover | PV |  | 71305
2.15.641 | [BODY VALVE | L20 valve body 1/8"VCR | PV |  | 71305
2.15.642 | [BODY VALVE | L20 valve body 1/4" | PV |  | 71305
2.15.643 | [BODY VALVE | L20 valve body 6mm | PV |  | 71305
2.15.644 | [BODY VALVE | L20 valve body 3mm | PV |  | 71305
2.15.645 | [BODY VALVE | L20 valve body 1/4"VCR | PV |  | 71305
2.15.646 | [BODY VALVE | L20 valve body 1/8" | PV |  | 71305
2.15.647 | [ADAPTER | L20 adapter 1/8"VCR | PV |  | 71305
2.15.648 | [ADAPTER | L20 adapter 1/4" | PV |  | 71305
2.15.649 | [ADAPTER | L20 adapter 6mm | PV |  | 71305
2.15.650 | [ADAPTER | L20 adapter 3mm | PV |  | 71305
2.15.651 | [ADAPTER | L20 adapter 1/4"VCR | PV |  | 71305
2.15.652 | [ADAPTER | L20 adapter 1/8" | PV |  | 71305
2.15.653 | [ADAPTER | L20 adapter 1/4" RHP | PV |  | 71305
2.15.656 | [BODY VALVE | L20 valve body 1/16" | PV |  | 71305
2.15.657 | [ADAPTER | L20 adapter 1/16" | PV |  | 71305
2.15.658 | [BODY PDP100 | body PDP-100 inertgasblock | PV |  | 72014
2.15.659 | [ADAPTER | L20 adapter 1/16" internal | PV |  | 71305
2.15.660 | [BODY VALVE | L20 valve body 1/16" internal | PV |  | 71305
2.15.661 | [BODY TST001 | body TST-001/TST-002 | PV |  | 72019
2.15.662 | [SLEEVE TST | sleeve V01 n.c. TST | PV |  | 72029
2.15.663 | [BODY VALVE | valve body TST001 | PV |  | 72019
2.15.664 | [BODY VALVE | valve body TST002 | PV |  | 72019
2.15.665 | [PISTON PLAT | piston plate TST001 | PV |  | 72029
2.15.666 | [RING SPRING | center ring spring TST001 | PV |  | 72029
2.15.667 | [PLUG TST001 | plug TST001 | PV |  | 72029
2.15.668 | [PLUNGERHOLD | plungerholder TST001 | PV |  | 72029
2.15.669 | [PISTON | piston TST001 | PV |  | 72029
2.15.671 | [BODY LEY501 | body LEY-501M | PV |  | 72019
2.15.673 | [SLEEVE LIQU | sleeve LIQUI-FLOW 1/8"VCR n.o. | PV
2.15.674 | [SLEEVE LIQU | upperpart sleeve liq no 1/8VCR | PV
2.15.675 | [CASE CAPILL | cover capillary case DUMA | PV |  | 72019
2.15.680 | [BODY PL002M | body PL-002M OEM II | PV |  | 72014
2.15.681 | [BODY PL003M | body PL-003M OEM II | PV |  | 72014
2.15.684 | [BODY FRE001 | body FRE-001F/P | PV |  | 72019
2.15.686 | [ROD PRESSIN | pressing rod OEM II pressure | PV |  | 72029
2.15.687 | [DISTANCE PT | distance part OEM II pressure | PV |  | 72029
2.15.688 | [ADAPTER V01 | adapter plate V01 valve/VM4 | PV |  | 72029
2.15.691 | [BODY MIC301 | body MIC-301F | PV |  | 71305
2.15.692 | [BODY SMS001 | body SMS-001F | PV |  | 72014
2.15.693 | [BODY SKN002 | body SKN-002F | PV
2.15.694 | [BODY MIC104 | body MIC-104F | PV |  | 72014
2.15.698 | [BODY MIC301 | body MIC-301F compact | PV |  | 72014
2.15.699 | [BODY OEM201 | body OEM-201 | PV |  | 72019
2.15.700 | [COVER OEM | cover OEM II pressure | PV |  | 70744
2.15.701 | [BODY 113OGM | body F-113 OGM | PV |  | 72019
2.15.702 | [COVER 113OG | cover F-113 OGM | PV |  | 72019
2.15.704 | [BODY | body redundance flowmeter | PV |  | 72014
2.15.707 | [COVER CAPIL | cover capillary L20 | PV |  | 70813
2.15.708 | [BODY FAA001 | body FAA-001F | PV |  | 72019
2.15.709 | [BODY HA001F | body HA-001F 2x14TE | PV
2.15.712 | [BODY THM003 | body THM-003F | PV |  | 72019
2.15.713 | [PLATE | converter plate sp. lab case | PV |  | 72019
2.15.721 | [BODY V01 | body V01 | PV
2.15.722 | [BODY 004 | body F-004 CORI-FLOW | PV |  | 72014
2.15.723 | [FLANGE CORI | brazed flange CORIFLOW M52/M53 | PV
2.15.724 | [FLANGE CORI | brazed flange CORI-FLOW M54 | PV
2.15.725 | [FLANGE CORI | brazed flange CORI-FLOW M55 | PV
2.15.740 | [PLUNGER | plunger topmount EPDM | PV | 0 | 70848
2.15.741 | [BODY BR001 | body BR-001 | PV |  | 72019
2.15.742 | [BODY BR002 | body BR-002 | PV |  | 72019
2.15.743 | [BODY BR003 | body BR-003 | PV |  | 72019
2.15.744 | [BODY BR004 | body BR-004 | PV |  | 72019
2.15.745 | [BODY VALVE | valve body BR-003 | PV |  | 72019
2.15.746 | [INSERT BR00 | insert BR-004 | PV |  | 72019
2.15.753 | [BODY SIN001 | body SIN-001L lower part | PV |  | 72029
2.15.756 | [BODY CEP001 | body CEP-001F | PV |  | 72014
2.15.758 | [CAP VALVE | cap microsol valve | PV |  | 72019
2.15.761 | [BODY DML102 | body DML-102F | PV |  | 72019
2.15.766 | [BASE PLATE | base plate digital/Industrial | PV |  | 72019
2.15.768 | [COVER | cover analog/Industrial | PV |  | 71331
2.15.769 | [COVER | cover analog/digital Ind. M12 | PV |  | 72336
2.15.773 | [BODY EUR805 | body EUR-805F | PV |  | 72019
2.15.776 | [BODY EUR803 | body EUR-803F | PV |  | 72019
2.15.778 | [DISTANCE PR | dist. part high temp. F-112 | PV |  | 72029
2.15.779 | [ADAPTER | adapter high temp. case/F-101 | PV
2.15.780 | [BODY SIG001 | body SIG-001F/P | PV |  | 72019
2.15.781 | [COVER SIG00 | cover SIG-001F/P | PV |  | 72019
2.15.782 | [BODY | body high temp | PV |  | 72014
2.15.784 | [HOTWIRE | sensor cover hotwire | PV |  | 72029
2.15.785 | [HOTWIRE | sensor housing hotwire | PV |  | 72029
2.15.786 | [HOTWIRE | base hotwire sensor Ultra Tech | PV |  | 72029
2.15.787 | [HOTWIRE | body D-6230-AL hotwire | PV |  | 71331
2.15.788 | [BODY D-6230 | body D-6230-SS hotwire | PV |  | 71331
2.15.789 | [HOTWIRE | body D-6231-AL hotwire | PV |  | 71331
2.15.790 | [BODY D-6231 | body D-6231-SS hotwire | PV |  | 71331
2.15.791 | [HOTWIRE | body D-6250-AL hotwire | PV |  | 71331
2.15.792 | [BODY D-6250 | body D-6250-SS hotwire | PV |  | 71331
2.15.793 | [HOTWIRE | body D-6251-AL hotwire | PV |  | 71331
2.15.794 | [BODY D-6251 | body D-6251-SS hotwire | PV |  | 71331
2.15.795 | [HOTWIRE | body D-6270-AL hotwire | PV |  | 71331
2.15.796 | [BODY D-6270 | body D-6270-SS hotwire | PV |  | 71331
2.15.798 | [APP | needle toggle valve APP | PV |  | 72029
2.15.799 | [APP | housing toggle valve APP | PV |  | 72029
2.15.812 | [APP | converterplate V01 pattern APP | PV
2.15.813 | [BODY EHR | body EHR-10xL | PV |  | 72019
2.15.814 | [BODY EHR | body EHR-001V | PV |  | 72019
2.15.815 | [SLEEVE EHR | sleeve EHR-001V n.c. | PV |  | 72029
2.15.816 | [COIL HOUSIN | coil housing EHR-001V | PV |  | 72029
2.15.817 | [PLUNGER 001 | monel plung. F001C kalrez 6375 | PV | 0 | 99999
2.15.818 | [PLATE V01 | conv. plate II V01 pattern APP | PV |  | 72029
2.15.819 | [COVERPLATE | coverplate IB coil | PV |  | 72029
2.15.820 | [SUPPORT RIN | support ring IB coil | PV |  | 72029
2.15.821 | [SLEEVE | sleeve liqui IB coil 100 bar | PV |  | 72029
2.15.824 | [APP | toggle body APP | PV |  | 71305
2.15.825 | [ADAPTER BOD | adapter body APP | PV |  | 72014
2.15.827 | [BODY DUAL | body dual 14TE C-type low | PV |  | 72014
2.15.828 | [BODY DUAL | body dual 14TE C-type low-med | PV |  | 72014
2.15.829 | [BODY DUAL | body dual 14TE D-type insert | PV |  | 72019
2.15.830 | [FLANGE SIN | flange SIN-001L | PV |  | 72029
2.15.831 | [VALVE BODY | valve body SIN-001L | PV |  | 72014
2.15.832 | [SLEEVE V02 | sleeve V02 | PV |  | 72029
2.15.833 | [WASHER | washer coil housing V02 | PV |  | 70848
2.15.834 | [BODY EHR | pressure body EHR PA7 | PV |  | 72014
2.15.835 | [BODY EHR | pressure body EHR PA8 | PV |  | 72019
2.15.836 | [RING EHR | pressing ring EHR PA7 | PV |  | 72029
2.15.837 | [RING EHR | pressing ring EHR PA8 | PV |  | 72029
2.15.838 | [BODY 113ALU | body F-113 ALU | PV |  | 72019
2.15.839 | [MANIFOLD | body MFC Manifold | PV |  | 70267
2.15.840 | [MANIFOLD | body control Manifold | PV |  | 70267
2.15.841 | [SPACER | M6 spacer | PV |  | 70267
2.15.842 | [WELD FLANGE | 1/16" x weld flange L10 | PV |  | 72029
2.15.843 | [ADAPTERPLAT | adapterplate L10/L20 lab case | PV |  | 72029
2.15.844 | [BODY EHR | body EHR-20xL | PV |  | 72014
2.15.845 | [BODY DUAL | body dual 14TE 702 pressure | PV |  | 72014
2.15.846 | [BODY JOB001 | body JOB-001 | PV |  | 72019
2.15.848 | [APP GAS SUP | APP assy gas supply 13-fold | PV
2.15.853 | [BODY SMS003 | body SMS-003F | PV |  | 72014
2.15.856 | [PLATE | SMS converter plate | PV |  | 72014
2.15.859 | [BODY L20CV | body L20CV + HE | PV
2.15.860 | [DISTANCE PR | distance part redundant | PV |  | 99999
2.15.864 | [APP | APP outlet mix body 3 channel | PV
2.15.865 | [APP | APP outlet mix body 5 channel | PV
2.15.866 | [APP | APP outlet mix body 9 channel | PV
2.15.867 | [APP | APP inlet mix body 3 channel | PV
2.15.868 | [APP | APP inlet mix body 5 channel | PV
2.15.869 | [APP | APP inlet mix body 9 channel | PV
2.15.870 | [FRAME | wall mounting frame CORI-FLOW | PV |  | 99999
2.15.872 | [BODY FES | body FES-001F/P | PV |  | 72014
2.15.877 | [BODY L20C | body L20C + HE | PV
2.15.878 | [BODY ATA002 | body ATA-002M | PV |  | 72014
2.15.886 | [BODY DUAL | body dual 14TE 602 pressure | PV |  | 72014
2.15.887 | [PUMPHOUSING | pumphousing mzr-2921 | PV |  | 72019
2.15.888 | [PUMP ADAPTE | adapterplate mzr-2921/2921 | PV |  | 72019
2.15.900 | [WASHER | washer V01 n.o. with ASCO coil | PV |  | 72029
2.15.902 | [CASE | case adap. D6251/6270 Hot Wire | PV |  | 71331
2.15.907 | [BODY 201U | body F-201U universal | PV |  | 72014
2.15.919 | [MINI VALVE | housing MV | PV |  | 72029
2.15.920 | [MINI VALVE | coil housing MV | PV |  | 72029
2.15.921 | [MINI VALVE | plungerholder MV blind | PV |  | 72029
2.15.922 | [MINI VALVE | plungerholder MV 6mm | PV |  | 72029
2.15.923 | [MINI VALVE | plungerholder MV 5.95mm | PV |  | 72029
2.15.924 | [MINI VALVE | plungerholder MV 5.9mm | PV |  | 72029
2.15.925 | [MINI VALVE | plungerholder MV 5.85mm | PV |  | 72029
2.15.926 | [MINI VALVE | plungerholder MV 5.8mm | PV |  | 72029
2.15.927 | [MINI VALVE | plunger MV | PV |  | 72029
2.15.928 | [MINI VALVE | orifice MV blind | PV |  | 72029
2.15.929 | [MINI VALVE | orifice MV d0.2 mm | PV |  | 72029
2.15.930 | [MINI VALVE | orifice MV d0.1 mm | PV |  | 72029
2.15.931 | [MINI VALVE | orifice MV d0.05 mm | PV |  | 72029
2.15.932 | [MINI VALVE | top spring MV | PV
2.15.933 | [MINI VALVE | shim 0.05mm MV | PV |  | 71907
2.15.934 | [MINI VALVE | spring blind MV | PV
2.15.935 | [MINI VALVE | spring 0.10mm MV | PV
2.15.936 | [MINI VALVE | spring 0.15mm MV | PV
2.15.937 | [MINI VALVE | spring 0.20mm MV | PV
2.15.938 | [BODY IQ+FLO | body IQ+FLOW flow ss | PV
2.15.939 | [BODY IQ+FLO | body IQ+FLOW flow Al | PV
2.15.940 | [BODY MS2 | body P-702 MS2 ss | PV |  | 71354
2.15.941 | [BODY MS2 | body P-702 MS2 AL | PV |  | 72019
2.15.942 | [BODY IQ+ | body IQ+ FLOW P-702 ss ICS | PV |  | 72019
2.15.943 | [BODY MS2 | body P-702 MS2 AL NOVA | PV
2.15.944 | [HOUSING MS2 | press.sens. housing sensym MS2 | PV |  | 72029
2.15.946 | [HOUSING MS2 | flowsensor housing MS2 | PV |  | 72336
2.15.947 | [CASE SENSOR | innercase fast response sensor | PV |  | 70848
2.15.948 | [KEY HOLDER | key holder | PV |  | 72029
2.15.951 | [BODY 200CI | body F-200CI/DI | PV
2.15.952 | [BODY 201CI | body F-201CI/DI/EI | PV
2.15.953 | [BODY 201AI | body F-201AI | PV
2.15.954 | [MOUNT PLATE | mounting plate IN-FLOW compact | PV |  | 72019
2.15.955 | [BODY APP | body APP vacuum system | PV |  | 72019
2.15.960 | [PRESS SWITC | pressure switch body FLOW-SMS | PV
2.15.962 | [BODY | body SKA-001F | PV |  | 72014
2.15.970 | [PUMP ADAPTE | adapterplate mzr-4622 | PV |  | 72019
2.15.972 | [BODY MIC205 | body MIC-205F | PV |  | 72014
2.15.977 | [BODY | body enhanced Clipper | PV
2.15.978 | [PLATE | pressure switch body FLOW-SMS | PV |  | 72029
2.15.979 | [ELM-001F | body ELM-001F | PV |  | 72014
2.15.980 | [ELM-001F | fitting ELM-001F | PV
2.15.986 | [TOPMOUNT | body TA-201/702CM topmount MS | PV |  | 72014
2.15.987 | [TOPMOUNT | body TA-602CM topmount MS | PV |  | 72014
2.15.991 | [DEVICEHOLDE | flow device holder metal seal | PV |  | 72014
2.15.995 | [HOLDER | press.sensor holder metal seal | PV |  | 72014
2.15.997 | [SLEEVE | sleeve n.c. metal seal | PV |  | 71305
2.15.999 | [SLEEVE | lowerprt sleeve n.c metal seal | PV |  | 72029
2.16.001 | [PLUG-IN UNI | Schroff plug-in unit 3U-14HP | PV |  | 71109
2.16.002 | [COVER PLATE | Schroff cover plate 14HP | PV |  | 71109
2.16.003 | [PANEL SIDE | Schroff side panel 3U-167D | PV |  | 71109
2.16.004 | [REAR 5600 | Schroff rear panel 3U-14HP | PV |  | 71109
2.16.005 | [REAR 5600 | Schroff rear panel 3U-21HP | PV |  | 71109
2.16.006 | [REAR 5600 | Schroff rear panel 3U-28HP | PV |  | 71109
2.16.007 | [PLUG-IN UNI | Schroff plug-in unit 3U-21HP | PV |  | 71109
2.16.008 | [PLUG-IN UNI | Schroff plug-in unit 3U-28HP | PV |  | 71109
2.16.009 | [PLATE COVER | Schroff cover plate 21HP-167D | PV |  | 71109
2.16.010 | [PLATE COVER | Schroff cover plate 28HP-167D | PV |  | 71109
2.16.011 | [CASE ASSY | Compac case assy 3U-42HP-262D | PV | 0 | 99999
2.16.012 | [CASE ASSY | Compac case assy 3U-84HP-262D | PV | 0 | 99999
2.16.013 | [CASE ASSY | open frame assy 3U-42HP-271D | PV | 0 | 99999
2.16.014 | [CASE ASSY | open frame assy 3U-84HP-271D | PV | 0 | 99999
2.16.015 | [CASE ASSY | open frame assy 3U-84HP-331D | PV | 0 | 99999
2.16.022 | [CASE 7600 | case E-7600 3U-14HP | PV | 0 | 99999
2.17.001 | [VALVE NUPRO | Nupro valve n.o. | PV |  | 70101
2.17.002 | [VALVE NUPRO | Nupro valve n.c. | PV |  | 70101
2.17.004 | [COMBI H01 | valve module FC-260 3..5 slm | PV |  | 72004
2.17.009 | [VALVE BURKE | Bürkert microvalve 24Vdc DN2.4 | PV |  | 70228
2.17.010 | [MICROVALVE | microvalve 3/2 DC24 VJ114-5LOZ | PV |  | 71922
2.17.013 | [VALVE MICRO | Microsol valve 01-331P-00-H1 | PV |  | 70617
2.17.014 | [VALVE INTER | Intersol 09-331I-01835 EDC | PV |  | 71428
2.17.015 | [VALVE CLIPP | Clippard minimat. valve 12V EV | PV |  | 70405
2.17.019 | [PRESS SWITC | Nason CM-28A-80R/WL switch | PV |  | 71892
2.17.020 | [PRESSURE RE | KPR13LZ13 low press. reg. | PV |  | 71600
2.17.023 | [VALVE BURKE | Bürkert valve 24Vdc DN1.6 | PV |  | 71331
2.17.024 | [VALVE BURKE | Bürkert valve 24Vdc DN1.6 EPDM | PV |  | 71331
2.17.025 | [PRESSURE RE | KPR13HZ14 Std press. reg. | PV |  | 71600
2.17.026 | [PRESS SWITC | Nason CM-28A-70R/WL switch | PV |  | 71892
2.17.033 | [GEARPUMP | HNP micro gearpump mzr-2521 | PV |  | 71970
2.17.034 | [GEARPUMP | HNP micro gearpump mzr-2921 | PV |  | 71970
2.17.035 | [GEARPUMP | HNP micro gearpump mzr-4622 | PV |  | 71970
2.17.039 | [PRESS SWITC | Gems pressure switch | PV |  | 72086
2.17.041 | [PRESS SWITC | Gems pressure switch | PV |  | 72086
2.17.043 | [VALVE ASCO | Asco valve 24Vdc 1.6 EPDM n.o. | PV |  | 71005
2.17.044 | [PRESS SWITC | Gems press.switch PS61/76-502 | PV |  | 72086
2.17.045 | [PRESS SWITC | Gems press.switch PS61/5-86PSI | PV |  | 72086
2.17.046 | [VALVE BURKR | Bürkert microvalve 24Vdc DN2.0 | PV |  | 71331
2.17.048 | [VALVE BURKR | Bürkert valve 24Vdc DN13 viton | PV |  | 70228
2.17.049 | [VALVE | SMC ARM10-06-6 reglr pressure | PV |  | 71922
2.17.053 | [PRESS SWITC | Nason CM-28A-50R/WL switch | PV |  | 71892
2.17.054 | [VALVE FESTO | Festo valve terminal MH1 | PV |  | 70614
2.17.055 | [PRESS SWITC | Festo pressure switch PEV-1/4 | PV |  | 70523
2.17.056 | [PRESS SWITC | Festo press sw. PEV-1/4-A-SW27 | PV |  | 70523
2.17.057 | [VALVE | Festo valve GRLA-M5-QS-3-D | PV |  | 70523
2.17.058 | [VALVE | Festo valve GR-QS-3 | PV |  | 70523
2.17.073 | [VALVE ASCO | Asco valve 24Vdc 2.4 viton nc | PV |  | 71005
2.17.075 | [PUMP | HNP micro gearpump mzr-2921 | PV |  | 71970
2.17.083 | [PRESS SWITC | Nason CM-28A-70R/QC switch | PV |  | 71892
2.17.086 | [VALVE FAS | FAS valve 12-216C-04540 4.5 MS | PV |  | 70617
2.17.088 | [BUSCHJOST | BJ valve 1/2" kv 1,1 | PV |  | 71428
2.17.089 | [BUSCHJOST | BJ valve 1" kv 2,8 | PV |  | 71428
2.17.090 | [VALVE ASCO | Asco 3/2 valve 24V1.0 viton nc | PV |  | 71005
2.17.098 | [VALVE | Pico11-311PI01-H6 kalrez 12Vdc | PV |  | 70617
2.17.134 | [BUSCHJOST | BJ valve 1" kv. 4,4 | PV |  | 71428
2.17.137 | [BUSCHJOST | BJ valve 1/2" kv. 3,4 | PV |  | 71428
2.17.140 | [VALVE | 11-311PI01-H5 3111A 24VDC 1W | PV |  | 70617
2.18.016 | [TOOLING | distribution body PL-003 OEMII | PV |  | 72014
2.18.017 | [TOOLING | distribution body PL-002 OEMII | PV |  | 72014
2.18.020 | [TOOLING | KF16 flange with 1/4" inside | PV |  | 72029
2.18.022 | [TOOLING | connectionblock THM-003F | TOOL
2.18.026 | [TOOLING UC | Y-table cover plate | TOOL |  | 72051
2.18.027 | [TOOLING UC | Y-table distance block | TOOL |  | 72051
2.18.028 | [TOOLING UC | Y-table main table | TOOL |  | 72051
2.18.029 | [TOOLING UC | Y-table distance plate | TOOL |  | 72051
2.18.030 | [TOOLING UC | Y-table jaw holder | TOOL |  | 72051
2.18.031 | [TOOLING UC | Y-table support block | TOOL |  | 72051
2.18.032 | [TOOLING UC | Y-table bridge beam | TOOL |  | 72051
2.18.033 | [TOOLING UC | Y-table transmission beam | TOOL |  | 72051
2.18.034 | [TOOLING UC | Festo cylinder ADN-16-50-A-P-A | TOOL |  | 70523
2.18.035 | [TOOLING UC | Festo cylinder mounting HNA-16 | TOOL |  | 70523
2.18.036 | [TOOLING UC | Festo rod eye SGS-M6 | TOOL |  | 70523
2.18.037 | [TOOLING UC | INA-Schaeffler sledge KWEM 12 | TOOL |  | 71981
2.18.038 | [TOOLING UC | INA-Schaeffler rail 150mm | TOOL |  | 71981
2.18.039 | [TOOLING UC | Festo cylinder ADN-20-67-A-P-A | TOOL |  | 70523
2.18.040 | [TOOLING UC | Festo cylinder mounting HNA-20 | TOOL |  | 70523
2.18.041 | [TOOLING UC | Festo rod clevis SG-M8 | TOOL |  | 70523
2.18.042 | [TOOLING UC | INA-Schaeffler sledge KWEM 15L | TOOL |  | 71981
2.18.043 | [TOOLING UC | INA-Schaeffler rail 320mm | TOOL |  | 71981
2.18.044 | [TOOLING UC | Uniclamp distribution chamber | TOOL |  | 72051
2.18.045 | [TOOLING UC | Uniclamp mixing chamber | TOOL |  | 72051
2.18.046 | [TOOLING UC | Uniclamp flow inlet body | TOOL |  | 72051
2.18.047 | [TOOLING UC | Uniclamp valve body | TOOL |  | 72051
2.18.049 | [TOOLING UC | Uniclamp sledge coverplate | TOOL |  | 72051
2.18.050 | [TOOLING UC | Uniclamp dist. part rear right | TOOL |  | 72051
2.18.051 | [TOOLING UC | Uniclamp dist. part front left | TOOL |  | 72051
2.18.052 | [TOOLING UC | Uniclamp dist part front right | TOOL |  | 72051
2.18.053 | [TOOLING UC | Uniclamp bracket cylinder | TOOL |  | 72051
2.18.054 | [TOOLING UC | Uniclamp dist. part cylinder | TOOL |  | 72051
2.18.055 | [TOOLING UC | Uniclamp bottom plate | TOOL |  | 72051
2.18.056 | [TOOLING UC | Uniclamp dist. part Y-table | TOOL |  | 72051
2.18.057 | [TOOLING UC | Z-block 46x24x28.5 | TOOL |  | 72051
2.18.058 | [TOOLING UC | Z-block 111x24x28.5 | TOOL |  | 72051
2.18.059 | [TOOLING UC | Z-block 68x25x22.7 | TOOL
2.18.060 | [TOOLING UC | Z-block 111x25x22.7 | TOOL
2.18.061 | [TOOLING UC | Z-block 54x58x14.5 | TOOL
2.18.062 | [TOOLING UC | Z-block 134x58x14.5 | TOOL
2.18.063 | [TOOLING UC | Z-block 111x73x7.5 | TOOL
2.18.064 | [TOOLING UC | Z-block 76x68x13.5 | TOOL
2.18.065 | [TOOLING UC | tube OD 6mm x ID 3mm L=33mm | TOOL |  | 72051
2.18.066 | [TOOLING UC | tube OD 6mm x ID 3mm L=5mm | TOOL |  | 72051
2.18.067 | [TOOLING UC | Uniclamp adjustment rod 127mm | TOOL |  | 72051
2.18.068 | [TOOLING UC | Uniclamp adjustment rod 197mm | TOOL |  | 72051
2.18.069 | [TOOLING UC | Uniclamp o-ring positioner | TOOL |  | 72051
2.18.075 | [TOOLING LFE | LFE placing tool | PV |  | 72029
2.18.077 | [TOOLING UC | Uniclamp dist. part rear left | TOOL |  | 72051
2.18.079 | [TOOLING UC | Uniclamp flow inlet pipe 1/4" | TOOL
2.18.080 | [TOOLING UC | Uniclamp flow inlet pipe 1/2" | TOOL
2.18.083 | [TOOLING | measuring pin plunger/ring | TOOL
2.18.097 | [TOOLING | inlet pipe 1/4" | PV
2.18.106 | [TOOLING | stacking ring metal LFE | PV
2.18.167 | [TOOLING | leg support brazing mould M12 | PV
2.18.168 | [TOOLING | leg support brazing mould M13 | PV
2.18.170 | [TOOLING | leg cover brazing mould M12 | PV
2.18.171 | [TOOLING | leg cover brazing mould M13 | PV
2.18.191 | [TOOLING | calibration tool gauge IQ+ | PV
2.18.194 | [TOOLING | positioner tool M13 | TOOL
2.18.213 | [TOOLING | adapter TRA tooling | TOOL
2.18.214 | [TOOLING | top plate TRA valve module | TOOL
2.18.215 | [TOOLING | ground plate TRA module | TOOL
2.18.216 | [TOOLING | ground plate TRA gaspanel | TOOL
2.18.217 | [TOOLING | seal plate TRA gaspanel | TOOL
2.18.235 | [CYLINDER | Festo cylinder CR-VZS-0.4-C | PV |  | 70523
2.18.282 | [TOOLING | leg cover brazing mould M15 | PV |  | 70848
2.18.283 | [TOOLING | filler block brazing mould M15 | PV |  | 70848
2.18.371 | [TOOLING | test body F-002BI | TOOL
2.18.439 | [TOOLING BGS | inlet adapter BGS M14 | TOOL
2.18.440 | [TOOLING BGS | mass block BGS M14 | TOOL
2.18.468 | [TOOLING FRM | inlet pipe FRM DN50 PN50 L=500 | TOOL
2.18.469 | [TOOLING FRM | inlet pipe FRM DN50 PN50 L=250 | TOOL
2.19.003 | [BODY 201AV | body F-201AV | PV |  | 72014
2.19.004 | [COVER 201AW | cover F-201AW | PV |  | 72014
2.19.005 | [BODY 200CW | body F-200CW/DW | PV |  | 72019
2.19.006 | [BODY 201CW | body F-201CW/DW/EW | PV |  | 72014
2.19.007 | [BODY 201AW | body F-201AW | PV |  | 72019
2.19.014 | [BODY 202DV | body F-202DV | PV
2.19.015 | [COVER 102D | cover F-102D | PV
2.19.018 | [BODY 111C | body F-111C | PV |  | 72014
2.19.020 | [BODY 102D | body F-102D | PV
2.19.034 | [COVER 411 | cover M-411 | PV |  | 72029
2.19.035 | [COVER 422 | cover M-422 | PV |  | 72029
2.19.036 | [COVER 423 | cover M-423 | PV |  | 72029
2.19.058 | [BODY 410 | body M-410 | PV |  | 70848
2.19.059 | [COVER 410 | cover M-410 | PV |  | 72029
2.19.073 | [BODY DUAL | body dual 14TE D insert RS | PV
2.20.003 | [SLEEVE | sleeve n.o. metal seal | PV |  | 71305
2.20.005 | [SLEEVE | lowerprt sleeve n.o metal seal | PV |  | 72029
2.20.023 | [RAIL SIN | SIN inlet support rail step1 | PV |  | 72014
2.20.024 | [RAIL SIN | SIN outlet support rail step1 | PV |  | 72014
2.20.027 | [DISTANCE PR | SIN dist. part liquid sensor | PV |  | 72029
2.20.028 | [FLANGE DN10 | flange DN10 PN40 1/8" | PV |  | 72029
2.20.029 | [FLANGE DN10 | flange DN10 PN40 1/4" | PV |  | 72029
2.20.030 | [FLANGE DN10 | flange DN10 PN40 1/2" | PV |  | 72029
2.20.031 | [FLANGE DN10 | flange DN10 PN40 1/8" with nut | PV |  | 72029
2.20.032 | [FLANGE DN10 | flange DN10 PN40 1/4" with nut | PV |  | 72029
2.20.033 | [FLANGE DN10 | flange DN10 PN40 1/2" with nut | PV |  | 72029
2.20.035 | [CASE CAPILL | capillary housing sandwich 0.3 | PV |  | 71618
2.20.036 | [BODY FM1 | body FM1 OEM II | PV |  | 72014
2.20.040 | [BODY ROX | body ROX-001F | PV |  | 72014
2.20.041 | [BODY ROX | body ROX-002F | PV |  | 72014
2.20.042 | [COVER ROX | cover ROX-002F | PV |  | 72014
2.20.055 | [FLOW-SMS | blind plate FLOW-SMS | PV |  | 72029
2.20.057 | [MINI VALVE | orifice MV d0.3 mm | PV |  | 72029
2.20.058 | [MINI VALVE | plunger MV viton | PV |  | 71148
2.20.059 | [BODY | restrictor body | PV |  | 72029
2.20.060 | [TUBE | bleed protection tube | PV |  | 72029
2.20.061 | [BODY 201C | body F-201C with shut-off | PV |  | 72014
2.20.065 | [DISTANCE RI | distance ring topmount ind no | PV |  | 72217
2.20.066 | [SIN GAS | SIN in-/outlet rail gas | PV |  | 72019
2.20.067 | [SIN GAS | SIN support rail gas | PV |  | 72019
2.20.068 | [SIN GAS | SIN flow body gas | PV |  | 72014
2.20.070 | [BODY L01 | valve body L01 10-32 UNF fem. | PV
2.20.075 | [BODY | AVC body | PV
2.20.076 | [NUT | OEM II G1/4" nut | PV
2.20.086 | [BODY SET-01 | body SET-01 gaspanel conf 1to5 | PV |  | 72014
2.20.087 | [BODY 6250 | M+W body 6250 flange DN15/PN40 | PV
2.20.089 | [BODY | restriction body V01 pattern | PV |  | 72029
2.20.090 | [BODY | body MD-001F | PV |  | 72014
2.20.091 | [BLIND PLATE | blind plate MD-001F | PV |  | 72029
2.20.092 | [BODY APP | base body APP 9-channel | PV |  | 72014
2.20.095 | [EXTENSION | extension part 1/8" enhanced | PV |  | 72029
2.20.103 | [BLINDPLATE | blindplate pcb housing SET | PV |  | 72029
2.20.112 | [WELD TUBE | weld adapter 0.3mm tube | PV |  | 72336
2.20.113 | [BODY PTI-00 | body PTI-001 | PV |  | 72019
2.20.116 | [PRESSURE | pressure sensor housing Al SSS | PV
2.20.117 | [FLOW-SMS | ring FLOW-SMS for AS115 | PV |  | 72029
2.20.118 | [FLOW-SMS | ring FLOW-SMS for AS108 | PV |  | 72029
2.20.119 | [FLOW-SMS | ring FLOW-SMS for inline AS108 | PV |  | 72029
2.20.120 | [BODY APP | body APP VAC SYS | PV |  | 72029
2.20.121 | [BOTTOM PART | bottom part DN 13 valve | PV |  | 72029
2.20.122 | [SUPPORT RIN | support ring o-ring AS013 | PV |  | 72029
2.20.126 | [BODY SIN | SIN basebody gas pressure | PV |  | 72014
2.20.127 | [BODY IQ+ | body IQ+FLOW P-602/702 Al DP | PV |  | 72336
2.20.131 | [BODY FES-00 | body FES-002F/P | PV |  | 72014
2.20.138 | [HOUSING PUM | pumphousing II mzr-2921/2521 | PV |  | 72029
2.20.139 | [HOUSING PUM | pumphousing II mzr-4622 | PV |  | 72029
2.20.140 | [CASE PUMP | case pumphousing II | PV |  | 72029
2.20.141 | [BODY | body pump II mzr-2921/2521 | PV |  | 72014
2.20.142 | [BODY | body pump II mzr-4622 | PV |  | 72014
2.20.143 | [DISTANCE PR | distance part o-ring pump II | PV |  | 72029
2.20.144 | [FLOW-SMS | MC35 / 5valve options FLOW-SMS | PV |  | 72014
2.20.149 | [SLEEVE | sleeve metal seal n.c. 1/8" | PV |  | 71305
2.20.151 | [SLEEVE | sleeve metal seal n.c. 1/8"VCR | PV |  | 71305
2.20.153 | [BODY THB-00 | body THB-001F | PV |  | 72014
2.20.154 | [BODY M13 | body M13C VCR | PV |  | 71150
2.20.155 | [BODY M13 | body M13M weld adapter | PV |  | 71150
2.20.159 | [HOUSING IQ+ | press. sensor housing SCC IQ+ | PV |  | 72336
2.20.161 | [BODY FM1 | body FM1 OEM II | PV |  | 72014
2.20.162 | [PLUNGER | plunger topmount erlan-pur | PV | 0 | 70848
2.20.163 | [FRONT PLATE | front plate LCD displ. 2x16+3k | PV
2.20.164 | [VALVE CONV | valve conv. topmount low flow | PV |  | 72029
2.20.170 | [FLANGE 1/16 | flange 1/16"x 10-32 UNF fem hp | PV |  | 72336
2.20.174 | [BODY GSL001 | body GSL-001F/P | PV |  | 72014
2.20.178 | [CORE CEM | massive core CEM | PV |  | 71634
2.20.179 | [BODY | body enhanced Clipper III | PV |  | 72014
2.20.182 | [PLUNGER 001 | plunger F-001C erlan-pur | PV | 0 | 70848
2.20.183 | [FLOW-SMS | MC22 / 2valve options FLOW-SMS | PV |  | 72014
2.20.184 | [FLOW-SMS | distance part FLOW-SMS | PV
2.20.186 | [BODY IQ+ D | body IQ+FLOW DP flow | PV
2.20.187 | [BODY IQ+MAN | body 2-channel IQ+manifold | PV
2.20.189 | [PLUNGER 001 | plunger F-001C kalrez 3018 | PV |  | 70848
2.20.190 | [SLEEVE MAS | sleeve topmount n.c. MAS | PV |  | 72029
2.20.191 | [PLUNGER MAS | plunger topmount n.c. MAS | PV
2.20.192 | [PLUNGER MAS | plunger TM nc MAS viton-0.1 | PV |  | 70848
2.20.193 | [PLUNGER MAS | plunger TM nc MAS viton-0.07 | PV
2.20.194 | [PLUNGER MAS | plunger TM nc MAS viton-0.03 | PV
2.20.195 | [PLUNGER MAS | plunger TM nc MAS kalrez-0.1 | PV
2.20.196 | [PLUNGER MAS | plunger TM nc MAS kalrez-0.07 | PV
2.20.197 | [PLUNGER MAS | plunger TM nc MAS kalrez-0.03 | PV
2.20.198 | [PLUNGER MAS | plunger TM nc MAS EPDM-0.1 | PV
2.20.199 | [PLUNGER MAS | plunger TM nc MAS EPDM-0.07 | PV
2.20.200 | [PLUNGER MAS | plunger TM nc MAS EPDM-0.03 | PV
2.20.201 | [ORIFICE MAS | orifice topmount MAS blind | NONE
2.20.202 | [ORIFICE MAS | orifice topmount MAS d0.05 | PV |  | 70848
2.20.203 | [ORIFICE MAS | orifice topmount MAS d0.07 | PV |  | 70848
2.20.204 | [ORIFICE MAS | orifice topmount MAS d0.10 | PV |  | 70848
2.20.205 | [ORIFICE MAS | orifice topmount MAS d0.14 | PV |  | 70848
2.20.206 | [ORIFICE MAS | orifice topmount MAS d0.20 | PV |  | 70848
2.20.207 | [ORIFICE MAS | orifice topmount MAS d0.30 | PV |  | 70848
2.20.208 | [ORIFICE MAS | orifice topmount MAS d0.37 | PV |  | 70848
2.20.209 | [ORIFICE MAS | orifice topmount MAS d0.50 | PV |  | 70848
2.20.210 | [ORIFICE MAS | orifice topmount MAS d0.70 | PV |  | 70848
2.20.211 | [ORIFICE MAS | orifice topmount MAS d1.00 | PV |  | 70848
2.20.212 | [ORIFICE MAS | orifice topmount MAS d1.30 | PV |  | 70848
2.20.213 | [ORIFICE MAS | orifice topmount MAS d1.50 | PV |  | 70848
2.20.214 | [ORIFICE MAS | orifice topmount MAS d1.70 | PV |  | 70848
2.20.215 | [ORIFICE MAS | orifice topmount MAS d2.00 | PV |  | 70848
2.20.216 | [BODY M13 | body M13C weld adapter | PV |  | 71150
2.20.217 | [BODY M13 | body M13M VCR | PV |  | 71150
2.20.228 | [PLUNGER | plunger topmount kalrez 3018 | PV | 0 | 70848
2.20.230 | [HOUSING IQ+ | press. sensor housing SCC IQ+ | PV |  | 72336
2.20.231 | [BODY ATA003 | body ATA-003M | PV |  | 72014
2.20.232 | [BODYTHE003F | body THE-003F | PV |  | 72014
2.20.263 | [COIL HOUSIN | coil housing TM lab solid | PV |  | 72336
2.20.264 | [PLUNGER 001 | plunger F-001C erlan-pur d5.0 | PV | 0 | 70848
2.20.273 | [CASE CAPILL | capillary housing sandwich 1.0 | PV
2.20.279 | [BODY THM AA | body THM AA enhanced gasbox | PV |  | 72014
2.20.281 | [COVER | bottom cover check valve | PV |  | 70848
2.20.282 | [CAP | cap check valve | PV |  | 70848
2.20.283 | [PLUNGER | plunger check valve | PV |  | 70848
2.20.284 | [BODY EHR | body EHR-005V | PV |  | 72014
2.20.285 | [PLUNGER | plunger topmnt erlan-pur d5.0 | PV | 0 | 70848
2.20.289 | [DEVICEHOLDE | flow device holder MS 100l/min | PV |  | 72014
2.20.315 | [ORIFICE MV | orifice MV d0.5 | PV |  | 70848
2.20.316 | [ORIFICE MV | orifice MV d0.7 | PV |  | 70848
2.20.320 | [PLUNGER MV | plunger MV EPDM | PV | 0 | 70848
2.20.324 | [PLUNGER | plunger topmt viton 514178 FDA | PV | 0 | 70848
2.20.332 | [FLOW-SMS | DC22 / 3valve options FLOW-SMS | PV |  | 72014
2.20.340 | [BODY MV | body MASS-VIEW probe 10mm old | PV |  | 72336
2.20.341 | [BODY MV | body MASS-VIEW probe 6mm old | PV |  | 72336
2.20.342 | [BODY MV | body MASS-VIEW GALA old | PV |  | 72336
2.20.343 | [COVER MV | blind valv adap MASSVIEW old | PV |  | 72029
2.20.344 | [COVER MV | needle valve adap MASSVIEW old | PV |  | 70848
2.20.345 | [COVER MV | FAS valve cover MASS-VIEW old | PV |  | 70848
2.20.347 | [FLANGE MV | FAS valve adapt. MASS-VIEW old | PV |  | 70848
2.20.351 | [BODY FES-00 | body FES-002F/P | PV |  | 72014
2.20.356 | [BODY FES-00 | body FES-001F/P | PV |  | 72014
2.20.357 | [BODY | body EHR-101F | PV |  | 72014
2.20.360 | [BODY IQ+ D | body IQ+FLOW DP flow Al | PV
2.20.361 | [HOLDER | press. sensor holder model 87 | PV
2.20.362 | [PLUNGER 033 | plunger F-033C Ø5.4 | PV |  | 70848
2.20.363 | [PLUNGER 033 | plunger F-033C/043 kalrez 3018 | PV |  | 70848
2.20.367 | [BODY GHC-00 | body GHC-001F | PV
2.20.369 | [DISTANCE PR | distance part high temp. | PV |  | 72029
2.20.370 | [MASS BLOCK | mass block mini CORI-FLOW | PV |  | 72014
2.20.373 | [POL-004F | body POL-004F OEMII | PV |  | 72014
2.20.376 | [BODY | body F-201AS Flow-SMS | PV |  | 72014
2.20.384 | [FRONTPLATE | frontplate pump mzr-7255 14TE | PV |  | 72029
2.20.385 | [BLOCK | mounting block pump mzr-7255 | PV |  | 72336
2.20.386 | [FRONTPLATE | frontplate pump mzr-7205 14TE | EI |  | 70286
2.20.390 | [PLUNGER 001 | plunger F-001C kalrez 9100 | PV |  | 70848
2.20.396 | [COVER MV | FAS valve cover MASS-VIEW | PV | 31375 | 70848
2.20.414 | [BODY BAL | body BAL CL 200 / 300 | PV |  | 72014
2.20.416 | [BODY POL | body POL-005F | PV |  | 72014
2.20.419 | [HEAD EX-PR | EX meas. head ATEX M16 | PV |  | 72029
2.20.420 | [HEAD EX-PR | EX meas. head M-type ATEX M16 | PV |  | 72029
2.20.421 | [RING M16 | identific. ring Ex ATEX M16 | PV
2.20.431 | [BODY T11 | body T10-AL/T11-AL | PV |  | 72014
2.20.432 | [BODY T12 | body T12-AL | PV |  | 72014
2.20.434 | [BODY T13 | body T13-AL | PV |  | 72014
2.20.436 | [BODY T14 | body T14-AL | PV |  | 72014
2.20.438 | [BODY T15 | body T15-AL | PV |  | 72014
2.20.440 | [COVER T15 | cover T15-AL | PV |  | 72014
2.20.455 | [HOUSING COR | pcb housing CORI-FLOW BHT | PV |  | 70606
2.20.456 | [BODY THM CC | body THM CCT module | PV
2.20.457 | [BODY THB-00 | body THB-002 | PV |  | 72014
2.20.461 | [FIXING RAIL | fixing rail 13x | PV |  | 72029
2.20.462 | [FIXING RAIL | fixing rail 14x | PV |  | 72029
2.20.464 | [DINRAIL | DINRAIL EtherCAT comm. unit | PV |  | 71638
2.20.466 | [DIST BUSH | distance bush straightener 8mm | PV
2.20.468 | [FLOW-SMS | base body fl.sp shut-off valve | PV |  | 72014
2.20.475 | [ORIFICE | press-ring F-033C orifice Ø1.5 | PV |  | 71305
2.20.476 | [ORIFICE | orifice F-033C Ø1.5 | PV |  | 71305
2.20.477 | [ORIFICE | press-ring F-033C orifice Ø1.0 | PV |  | 71305
2.20.478 | [ORIFICE | orifice F-033C Ø1.0 | PV |  | 71305
2.20.482 | [IQP HOUSING | pressure sensor housing IQP | PV |  | 72029
2.20.483 | [BODY IQP-60 | body IQP-600 Al | PV |  | 72014
2.20.484 | [BODY IQP-70 | body IQP-700 Al | PV |  | 72014
2.20.485 | [PLUNGER 002 | plunger F-002AV viton FDA | PV |  | 72029
2.20.486 | [PLUNGER 003 | plunger F-003AV/BV viton FDA | PV |  | 72029
2.20.487 | [PLUNGER 002 | plunger F-002AV kalrez FDA | PV |  | 72029
2.20.488 | [PLUNGER 003 | plunger F-003AV/BV kalrez FDA | PV |  | 72029
2.20.514 | [BODY T20/T2 | body T20-AL/T21-AL | PV |  | 72014
2.20.515 | [BODY T22 | body T22-AL | PV |  | 72014
2.20.516 | [BODY T23 | body T23-AL | PV |  | 72014
2.20.517 | [BODY EHR | body EHR 501P | PV |  | 72014
2.20.525 | [BODY M13 | body M13M weld Hastelloy | PV |  | 71150
2.20.527 | [BODY ATA003 | body ATA-003M Marisca | PV |  | 72336
2.20.535 | [FLOW-SMS | DC/MC55 FLOW-SMS | PV |  | 72014
2.20.545 | [DISTANCE PR | distance part BAL-001B | PV |  | 70848
2.20.551 | [FLOW-SMS | AP 8mm OD FLOW-SMS | PV
2.20.555 | [PLUNGER MV | plunger MV Kalrez 9100 | PV
2.20.558 | [BODY SKA002 | body SKA-002F | PV
2.20.566 | [HOUSING | pressure sensor housing IQP | PV |  | 72029
2.20.570 | [APP | APP cylinder 145 | PV
2.20.571 | [APP | APP intermediate plate he.145 | PV
2.20.572 | [APP | APP plate heat exchanger 145 | PV
2.20.573 | [APP | APP bottom cylinder 145 | PV
2.20.574 | [APP | APP basering seal 145 | PV
2.20.575 | [APP | APP pressure ring seal 145 | PV
2.20.576 | [APP | APP plunger 145 | PV
2.20.577 | [APP | APP tie rod plunger | PV
2.20.578 | [APP | APP tie rod ring | PV
2.20.579 | [APP | APP clamping bush plunger | PV
2.20.580 | [APP | APP valve block large | PV
2.20.581 | [APP | APP sealing ring valve large | PV
2.20.582 | [APP | APP flowring valve large | PV
2.20.583 | [APP | APP cylinder 38 | PV
2.20.584 | [APP | APP ring pressure sensor Ø12 | PV
2.20.585 | [APP | APP intermediate plate he. 38 | PV
2.20.586 | [APP | APP plate heat exchanger 38 | PV
2.20.587 | [APP | APP bottom cylinder 38 | PV
2.20.588 | [APP | APP basering seal 38 | PV
2.20.589 | [APP | APP pressure ring seal 38 | PV
2.20.590 | [APP | APP plunger 38 | PV
2.20.591 | [APP | APP clampring cylinder bush | PV
2.20.592 | [APP | APP cylinder sleeve | PV
2.20.593 | [APP | APP cylinder 10 | PV
2.20.594 | [APP | APP base body heat ex. 10 | PV
2.20.595 | [APP | APP sealring heat ex. 10 | PV
2.20.596 | [APP | APP clampring seal 10 | PV
2.20.597 | [APP | APP bottom cylinder 10 & 2.5 | PV
2.20.598 | [APP | APP plunger 10 | PV
2.20.599 | [APP | APP holder press. sensor 10 | PV
2.20.600 | [APP | APP ring pressure sensor Ø10 | PV
2.20.601 | [APP | APP modification DIN 912 M3x35 | PV
2.20.602 | [APP | APP valve block 10 | PV
2.20.603 | [APP | APP plunger valve small | PV
2.20.604 | [APP | APP sealing ring valve small | PV
2.20.605 | [APP | APP flowring valve 10 | PV
2.20.606 | [APP | APP cylinder 2.5 | PV
2.20.607 | [APP | APP base body heat ex. 2.5 | PV
2.20.608 | [APP | APP sealring heat ex. 2.5 | PV
2.20.609 | [APP | APP clampring seal 2.5 | PV
2.20.610 | [APP | APP plunger 2.5 | PV
2.20.611 | [APP | APP clamping bush plunger 2.5 | PV
2.20.612 | [APP | APP holder press. sensor 2.5 | PV
2.20.613 | [APP | APP valve block 2.5 | PV
2.20.614 | [APP | APP flowring valve 2.5 | PV
2.20.615 | [APP | APP bearing house drive | PV
2.20.616 | [APP | APP holder distance sensor | PV
2.20.617 | [APP | APP bearing house drive | PV
2.20.618 | [APP | APP measure vane dist. sensor | PV
2.20.619 | [APP | APP bearing bush spindle | PV
2.20.620 | [APP | APP seal ring outside | PV
2.20.621 | [APP | APP seal ring inside | PV
2.20.622 | [APP | APP pressure ring | PV
2.20.623 | [APP | APP sensor holder reading head | PV
2.20.624 | [APP | APP coupling plate | PV
2.20.625 | [APP | APP rod holder | PV
2.20.626 | [APP | APP guide adjusting screw | PV
2.20.627 | [APP | APP rod | PV
2.20.628 | [APP | APP engine plate | PV
2.20.629 | [APP | APP upper case housing | PV
2.20.630 | [APP | APP intermediate bush housing | PV
2.20.631 | [APP | APP cover housing | PV
2.20.632 | [APP | APP filler ring extra seal | PV
2.20.633 | [APP | APP modification spindle feet | PV
2.20.634 | [APP | APP upper case housing small | PV
2.20.635 | [APP | APP interm. bush housing small | PV
2.20.636 | [APP | APP cover housing small | PV
2.20.637 | [APP | APP modificatie M3x35 | PV
2.20.638 | [APP | APP clampblock cyl. housing 1 | PV
2.20.639 | [APP | APP clampblock cyl. housing 2 | PV
2.20.641 | [APP | APP clampblock topcover 1 | PV
2.20.642 | [APP | APP clampblock topcover 2 | PV
2.20.643 | [APP | APP clampring seal Ø38 | PV
2.20.644 | [APP | APP clampring seal Ø145 | PV
2.20.645 | [APP | APP block for valveblock | PV
2.20.646 | [APP | APP plunger valve large | PV
2.20.647 | [APP | APP foot baseframe | PV
2.20.648 | [APP | APP dist. part upper housing | PV
2.20.649 | [APP | APP spindle | PV
2.20.650 | [APP | APP block gas spring cylinder | PV
2.20.651 | [BODY | body pump II weld mzr2921/2521 | PV |  | 72014
2.20.652 | [BODY | body pump II weld mzr-4622 | PV |  | 72014
2.20.653 | [PLUNGER 001 | plunger F-001C kalrez 7090 | PV |  | 70848
2.20.654 | [PLUNGER 001 | plunger F-001C viton 514162 | PV |  | 70848
2.20.676 | [BODY MIC205 | body MIC-205 RS | PV |  | 72014
2.20.679 | [PLATE MOUNT | mounting plate flow-sms LEY 01 | PV |  | 71353
2.20.683 | [BODY OZO | body F-001AV low volume | PV |  | 72014
2.20.689 | [BODY IQM4 | body IQM4 JLD | PV |  | 72014
2.20.695 | [PLUNGER | plunger topmt viton 514178 FDA | PV |  | 70848
2.20.696 | [PLUNGER | plunger topmnt kalrez 6230 FDA | PV |  | 70848
2.20.697 | [BODY SKN-00 | body SKN-003F | PV
2.20.705 | [BODY MIC-60 | body MIC-600P | PV |  | 72014
2.20.731 | [CONNECT HOU | conn. housing coil IIW ITW IUW | PV |  | 72336
2.20.732 | [CONNECT HOU | conn. housing coil IVW | PV |  | 72336
2.20.737 | [ATEX COVER | ATEX cover DIN8 connector | PV |  | 70848
2.20.738 | [ATEX NUT | ATEX nut DIN8 connector | PV |  | 70848
2.20.739 | [ATEX PROTEC | ATEX protection M12 connector | PV |  | 70848
2.20.740 | [ATEX NUT | ATEX nut M12 connector | PV |  | 70848
2.20.749 | [BODY BKT-00 | body BKT-002B | PV |  | 72014
2.20.750 | [PLUNGER | plunger topmnt EPDM 55920 FDA | PV |  | 70848
2.20.751 | [PLUNGER | plunger topmnt EPDM 55920 FDA | PV |  | 70848
2.20.768 | [REDUCER | M+W red. 1"BSPPx1/2"BSPP RP | PV
2.20.771 | [PLUNGER | plunger topmnt EPDM 559291 FDA | PV
2.20.773 | [BODY SGB-00 | body SGB-001F | PV |  | 72014
2.20.780 | [PLATE | distance plate coil | PV |  | 71353
2.20.781 | [HOUSING | housing connector ind valve ws | PV
2.20.782 | [BODY LEY-00 | body LEY-001F | PV |  | 72014
2.20.801 | [BODY | body diaphragm valve | PV
2.20.866 | [VALVE BODY | valve body LEY-002B | PV |  | 72014
2.20.893 | [BODY PPS-00 | body PPS-001 | PV
2.20.906 | [BODY BGS | sensor body BGS | PV |  | 70872
2.20.907 | [PRESSURE DI | pressure vessel disk BGS | PV |  | 70872
2.20.908 | [DOWEL PIN | dowel pin BGS | PV |  | 70872
2.20.909 | [CASE BGS | case mounting ring BGS | PV |  | 70872
2.20.921 | [FILLER PLAT | M+W filler plate low dP | PV |  | 70744
2.20.952 | [COIL MLH | coil cover MLH cast | PV
2.20.985 | [SHAFT TM3 | shaft viton gasket TM3 | PV
2.20.991 | [PLUNGER TM3 | plunger gasket TM3 viton | PV
2.22.008 | [DOWELPIN ML | dowel pin Ø2h6 ML120 opto | PV |  | 70872
2.22.010 | [ | = 2.19.083 | PV
2.22.221 | [BASEPLATE | baseplate assembly LFE | PV
2.22.222 | [TOOLING | shaft | PV
3.01.005 | [RING BACKUP | back-up ring AS120 | PV |  | 70506
3.01.010 | [O-RNG AS131 | viton o-ring AS131 70°Sh green | PV |  | 70506
3.01.012 | [O-RNG AS015 | PTFE o-ring AS015 | PV |  | 70506
3.01.013 | [O-RNG 3X1 | PTFE o-ring 3x1 | PV |  | 70506
3.01.014 | [O-RNG 9X1.5 | PTFE o-ring 9x1.5 | PV |  | 70506
3.01.017 | [O-RNG AS120 | PTFE o-ring AS120 | PV |  | 70506
3.01.018 | [O-RNG 4X1 | PTFE o-ring 4x1 | PV |  | 70506
3.01.019 | [O-RNG 15.3X | PTFE o-ring 15.3x2.4 | PV |  | 70506
3.01.020 | [O-RNG AS131 | PTFE o-ring AS131 | PV |  | 70506
3.01.021 | [O-RNG AS115 | PTFE o-ring AS115 | PV |  | 70506
3.01.022 | [O-RNG AS015 | neoprene o-ring AS015 SKA-S095 | PV |  | 71606
3.01.023 | [O-RNG 3X1 | neoprene o-ring d3x1 SKA-S095 | PV |  | 71606
3.01.024 | [O-RNG 9X1.5 | neoprene o-ring d9x1.5 SKAS095 | PV |  | 71606
3.01.025 | [O-RNG AS013 | neoprene o-ring AS013 SKA-S095 | PV |  | 71606
3.01.026 | [O-RNG AS011 | neoprene o-ring AS011 SKA-S095 | PV |  | 71606
3.01.027 | [O-RNG AS120 | neoprene o-ring AS120 SKA-S095 | PV |  | 71606
3.01.028 | [O-RNG 4X1 | neoprene o-ring d4x1 SKA-S095 | PV |  | 71606
3.01.029 | [O-RNG 15.3X | neoprene o-ring d15.3x2.4 SKA | PV |  | 71606
3.01.030 | [O-RNG AS131 | neoprene o-ring AS131 SKA-S095 | PV |  | 71606
3.01.031 | [O-RNG AS115 | neoprene o-ring AS115 SKA-S095 | PV |  | 71606
3.01.032 | [O-RNG 11X2 | viton o-ring d11x2 SKA-S095 | PV |  | 70506
3.01.033 | [O-RNG 34X3 | viton o-ring d34x3 SKA-S095 | PV |  | 70506
3.01.034 | [O-RNG 12X | viton o-ring d12x1.5 70Sh grn | PV |  | 70506
3.01.035 | [O-RNG 15X | back-up ring d15x12.8x0.75mm | PV
3.01.037 | [GASKET | viton gasket d10x1.8mm | PV |  | 70506
3.01.039 | [O-RNG AS118 | PTFE o-ring AS118 | PV |  | 70506
3.01.040 | [O-RNG AS118 | neoprene o-ring AS118 SKA-S095 | PV |  | 71606
3.01.041 | [O-RNG AS015 | kalrez 4079 o-ring AS015 | PV |  | 70506
3.01.042 | [O-RNG AS012 | kalrez 4079 o-ring AS012 | PV |  | 70506
3.01.043 | [O-RNG AS120 | kalrez 4079 o-ring AS120 | PV |  | 70506
3.01.044 | [O-RNG AS013 | kalrez 4079 o-ring AS013 | PV |  | 70506
3.01.045 | [O-RNG AS011 | kalrez 4079 o-ring AS011 | PV |  | 70506
3.01.046 | [O-RNG AS114 | kalrez 4079 o-ring AS114 | PV |  | 70506
3.01.048 | [O-RNG AS115 | kalrez 4079 o-ring AS115 | PV |  | 70506
3.01.049 | [O-RNG 34X3 | kalrez 4079 o-ring d34x3 | PV |  | 70506
3.01.050 | [O-RNG AS118 | kalrez 4079 o-ring AS118 | PV |  | 70506
3.01.051 | [O-RNG AS006 | EPDM o-ring AS006 SKA-S095 | PV |  | 71606
3.01.052 | [O-RNG 9X1.5 | EPDM o-ring d9x1.5 SKA-S095 | PV |  | 71606
3.01.053 | [ORING AS013 | EPDM o-ring AS013 SKA-S095 | PV |  | 70506
3.01.054 | [ORING AS011 | EPDM o-ring AS011 SKA-S095 | PV |  | 70506
3.01.055 | [ORING AS015 | EPDM o-ring AS015 SKA-S095 | PV |  | 70506
3.01.056 | [ORING AS120 | EPDM o-ring AS120 SKA-S095 | PV |  | 70506
3.01.057 | [O-RNG AS114 | EPDM o-ring AS114 SKA-S095 | PV |  | 71606
3.01.058 | [ | = 3.02.022 | NONE
3.01.060 | [MEMBRANE | viton membrane d19x3mm F-033 | PV |  | 70506
3.01.061 | [O-RNG 14.1X | viton o-ring d14.1x1.6 green | PV |  | 70506
3.01.062 | [O-RNG 4X1 | EPDM o-ring d4x1 SKA-S095 | PV |  | 71606
3.01.063 | [GASKET | viton gasket F-003 | PV |  | 70506
3.01.064 | [O-RNG 3X1 | EPDM o-ring d3x1 SKA-S095 | PV |  | 71606
3.01.065 | [ | = 3.01.023 | NONE
3.01.066 | [O-RNG AS113 | kalrez 3018 o-ring AS113 90°Sh | PV |  | 70506
3.01.071 | [O-RNG 48X5 | viton o-ring d48x5 70°Sh green | PV |  | 70506
3.01.072 | [O-RNG 60X5 | viton o-ring d60x5 70°Sh green | PV |  | 70506
3.01.073 | [O-RNG 90X5 | viton o-ring d90x5 70°Sh green | PV |  | 70506
3.01.074 | [O-RNG 110X5 | viton o-ring d110x5 70°Sh grn | PV |  | 70506
3.01.076 | [O-RNG 1.78X | viton o-ring d1.78x1.02 green | PV |  | 70506
3.01.078 | [ | = 3.01.059 | NONE
3.01.079 | [O-RNG 16X1 | neoprene o-ring d16x1 SKA-S095 | PV |  | 71606
3.01.080 | [O-RNG AS113 | neoprene o-ring AS113 SKA-S095 | PV |  | 71606
3.01.081 | [O-RNG 16X1 | EPDM o-ring d16x1 SKA-S095 | PV |  | 71606
3.01.082 | [O-RNG AS113 | EPDM o-ring AS113 SKA-S095 | PV |  | 71606
3.01.083 | [O-RNG AS001 | kalrez 4079 o-ring AS001 | PV |  | 70506
3.01.085 | [O-RNG AS010 | neoprene o-ring AS010 SKA-S095 | PV |  | 71606
3.01.086 | [O-RNG AS002 | neoprene o-ring AS002 SKA-S095 | PV |  | 71606
3.01.087 | [ORING AS115 | EPDM o-ring AS115 SKA-S095 | PV |  | 70506
3.01.088 | [ | = 3.01.285 | NONE
3.01.089 | [ORING AS010 | EPDM o-ring AS010 SKA-S095 | PV |  | 70506
3.01.090 | [O-RNG AS002 | EPDM o-ring AS002 SKA-S095 | PV |  | 71606
3.01.091 | [O-RNG AS010 | kalrez 4079 o-ring AS010 | PV |  | 70506
3.01.092 | [O-RNG AS002 | kalrez 4079 o-ring AS002 | PV |  | 70506
3.01.093 | [ORING AS131 | EPDM o-ring AS131 SKA-S095 | PV |  | 70506
3.01.094 | [O-RNG AS001 | viton o-ring AS001 70°Sh green | PV |  | 70506
3.01.095 | [O-RNG AS016 | PTFE o-ring AS016 | PV
3.01.096 | [O-RNG AS005 | PTFE o-ring AS005 | PV |  | 70506
3.01.097 | [O-RNG AS007 | PTFE o-ring AS007 | PV
3.01.100 | [O-RNG AS130 | viton o-ring AS130 70°Sh green | PV |  | 70506
3.01.101 | [O-RNG AS017 | PTFE o-ring AS017 | PV
3.01.106 | [ORING AS008 | EPDM o-ring AS008 SKA-S095 | PV |  | 70506
3.01.107 | [ORING AS009 | EPDM o-ring AS009 SKA-S095 | PV |  | 70506
3.01.108 | [ORING AS016 | EPDM o-ring AS016 SKA-S095 | PV |  | 70506
3.01.109 | [O-RNG AS008 | neoprene o-ring AS008 SKA-S095 | PV
3.01.110 | [O-RNG AS009 | neoprene o-ring AS009 SKA-S095 | PV |  | 71606
3.01.111 | [O-RNG AS016 | neoprene o-ring AS016 SKA-S095 | PV |  | 71606
3.01.112 | [O-RNG AS008 | kalrez 4079 o-ring AS008 | PV |  | 70506
3.01.113 | [O-RNG AS009 | kalrez 4079 o-ring AS009 | PV
3.01.114 | [O-RNG AS016 | kalrez 4079 o-ring AS016 | PV |  | 70506
3.01.118 | [ORING AS127 | viton o-ring AS127 70°Sh green | PV |  | 70506
3.01.123 | [O-RNG AS018 | kalrez 4079 o-ring AS018 | PV |  | 70506
3.01.124 | [ORING AS018 | EPDM o-ring AS018 SKA-S095 | PV |  | 70506
3.01.125 | [O-RNG AS018 | neoprene o-ring AS018 SKA-S095 | PV |  | 71606
3.01.126 | [O-RNG 15.3X | neoprene o-ring d15.3x2.4 SKA | PV |  | 71606
3.01.127 | [O-RNG AS001 | neoprene o-ring AS001 SKA-S095 | PV |  | 71606
3.01.128 | [O-RNG AS001 | EPDM o-ring AS001 SKA-S095 | PV |  | 71606
3.01.129 | [O-RNG AS005 | neoprene o-ring AS005 SKA-S095 | PV |  | 71606
3.01.130 | [O-RNG AS115 | PTFE o-ring AS115 | PV |  | 70506
3.01.133 | [ | = 3.01.011 | NONE
3.01.134 | [ | = 3.01.103 | NONE
3.01.136 | [ | = 3.01.154 | NONE
3.01.137 | [O-RNG AS108 | neoprene o-ring AS108 SKA-S095 | PV |  | 71606
3.01.138 | [O-RNG AS127 | neoprene o-ring AS127 SKA-S095 | PV |  | 71606
3.01.139 | [O-RNG AS134 | neoprene o-ring AS134 SKA-S095 | PV |  | 71606
3.01.140 | [O-RNG AS150 | neoprene o-ring AS150 SKA-S095 | PV |  | 71606
3.01.141 | [O-RNG AS154 | neoprene o-ring AS154 SKA-S095 | PV |  | 71606
3.01.142 | [O-RNG 48X5 | neoprene o-ring d48x5 SKA-S095 | PV |  | 71606
3.01.143 | [O-RNG 60X5 | neoprene o-ring d60x5 SKA-S095 | PV |  | 71606
3.01.144 | [O-RNG 90X5 | neoprene o-ring d90x5 SKA-S095 | PV |  | 71606
3.01.145 | [O-RNG 110X5 | neoprene o-ring d110x5 SKAS095 | PV |  | 71606
3.01.146 | [O-RNG AS902 | viton o-ring AS902 70°Sh green | PV |  | 70506
3.01.147 | [ORING AS121 | EPDM o-ring AS121 SKA-S095 | PV |  | 70506
3.01.148 | [ORING AS012 | EPDM o-ring AS012 SKA-S095 | PV |  | 70506
3.01.149 | [ORING AS014 | EPDM o-ring AS014 SKA-S095 | PV |  | 70506
3.01.150 | [O-RNG AS121 | kalrez 4079 o-ring AS121 | PV |  | 70506
3.01.151 | [O-RNG 110X5 | EPDM o-ring d110x5 SKA-S095 | PV |  | 71606
3.01.152 | [ | = 3.01.157 | NONE
3.01.155 | [O-RNG AS902 | kalrez 4079 o-ring AS902 | PV |  | 70506
3.01.156 | [O-RNG AS902 | EPDM o-ring AS902 SKA-S095 | PV |  | 71606
3.01.157 | [O-RNG AS902 | neoprene o-ring AS902 SKA-S095 | PV |  | 71606
3.01.158 | [O-RNG AS133 | neoprene o-ring AS133 SKA-S095 | PV |  | 71606
3.01.159 | [ORING AS133 | EPDM o-ring AS133 SKA-S095 | PV |  | 70506
3.01.160 | [O-RNG AS009 | chemraz o-ring AS009 | PV |  | 71611
3.01.161 | [O-RNG AS011 | chemraz o-ring AS011 | PV |  | 71611
3.01.162 | [O-RNG AS013 | chemraz o-ring AS013 | PV |  | 71611
3.01.163 | [O-RNG AS015 | chemraz o-ring AS015 | PV |  | 71611
3.01.165 | [O-RNG AS010 | chemraz o-ring AS010 | PV |  | 71611
3.01.166 | [O-RNG AS012 | chemraz o-ring AS012 | PV |  | 71611
3.01.167 | [O-RNG AS014 | chemraz o-ring AS014 | PV |  | 71611
3.01.168 | [O-RNG AS016 | chemraz o-ring AS016 | PV |  | 71611
3.01.169 | [O-RNG AS018 | chemraz o-ring AS018 | PV |  | 71611
3.01.170 | [O-RNG AS108 | chemraz o-ring AS108 | PV |  | 71611
3.01.171 | [O-RNG AS115 | chemraz o-ring AS115 | PV |  | 71611
3.01.172 | [O-RNG AS120 | chemraz o-ring AS120 | PV |  | 71611
3.01.173 | [O-RNG AS121 | chemraz o-ring AS121 | PV |  | 71611
3.01.174 | [O-RNG AS131 | chemraz o-ring AS131 | PV |  | 71611
3.01.175 | [O-RNG AS133 | chemraz o-ring AS133 | PV |  | 71611
3.01.176 | [O-RNG AS206 | chemraz o-ring AS206 | PV |  | 71611
3.01.177 | [O-RNG 48X5 | EPDM o-ring d48x5 SKA-S095 | PV |  | 71606
3.01.178 | [ORING AS127 | EPDM o-ring AS127 SKA-S095 | PV |  | 71606
3.01.179 | [O-RNG 60X5 | EPDM o-ring d60x5 SKA-S095 | PV |  | 71606
3.01.180 | [ORING AS134 | EPDM o-ring AS134 SKA-S095 | PV |  | 70506
3.01.181 | [O-RNG AS012 | neoprene o-ring AS012 SKA-S095 | PV |  | 71606
3.01.182 | [O-RNG AS014 | neoprene o-ring AS014 SKA-S095 | PV |  | 71606
3.01.183 | [O-RNG AS121 | neoprene o-ring AS121 SKA-S095 | PV |  | 71606
3.01.184 | [O-RNG AS142 | neoprene o-ring AS142 SKA-S095 | PV |  | 71606
3.01.185 | [O-RNG 90X5 | EPDM o-ring d90x5 SKA-S095 | PV |  | 71606
3.01.186 | [ORING AS108 | EPDM o-ring AS108 SKA-S095 | PV |  | 70506
3.01.187 | [ORING AS142 | EPDM o-ring AS142 SKA-S095 | PV |  | 70506
3.01.188 | [ORING AS150 | EPDM o-ring AS150 SKA-S095 | PV |  | 71606
3.01.189 | [ORING AS154 | EPDM o-ring AS154 SKA-S095 | PV |  | 71606
3.01.190 | [ORING AS206 | EPDM o-ring AS206 SKA-S095 | PV |  | 70506
3.01.191 | [O-RNG AS134 | chemraz o-ring AS134 | PV |  | 71611
3.01.192 | [O-RNG AS142 | chemraz o-ring AS142 | PV |  | 71611
3.01.193 | [O-RNG AS150 | chemraz o-ring AS150 | PV |  | 71611
3.01.194 | [O-RNG AS154 | chemraz o-ring AS154 | PV |  | 71611
3.01.195 | [O-RNG AS206 | neoprene o-ring AS206 SKA-S095 | PV |  | 71606
3.01.196 | [O-RNG AS127 | chemraz o-ring AS127 | PV |  | 71611
3.01.197 | [O-RNG 9X1.5 | chemraz o-ring d9x1.5 | PV |  | 71611
3.01.198 | [O-RNG AS328 | chemraz o-ring AS328 | PV |  | 71611
3.01.199 | [O-RNG AS332 | chemraz o-ring AS332 | PV |  | 71611
3.01.200 | [O-RNG AS341 | chemraz o-ring AS341 | PV |  | 71611
3.01.201 | [O-RNG AS347 | chemraz o-ring AS347 | PV |  | 71611
3.01.202 | [ORING AS328 | EPDM o-ring AS328 SKA-S095 | PV |  | 71606
3.01.203 | [ORING AS332 | EPDM o-ring AS332 SKA-S095 | PV |  | 71606
3.01.204 | [ORING AS341 | EPDM o-ring AS341 SKA-S095 | PV |  | 71606
3.01.205 | [ORING AS347 | EPDM o-ring AS347 SKA-S095 | PV |  | 70506
3.01.206 | [O-RNG AS328 | neoprene o-ring AS328 SKA-S095 | PV |  | 71606
3.01.207 | [O-RNG AS332 | neoprene o-ring AS332 SKA-S095 | PV |  | 71606
3.01.208 | [O-RNG AS341 | neoprene o-ring AS341 SKA-S095 | PV |  | 71606
3.01.209 | [O-RNG AS347 | neoprene o-ring AS347 SKA-S095 | PV |  | 71606
3.01.213 | [O-RNG AS347 | viton o-ring AS347 70°sh green | PV |  | 70506
3.01.216 | [O-RNG AS348 | chemraz o-ring AS348 90°Shore | PV |  | 71611
3.01.220 | [ORING AS132 | EPDM o-ring AS132 SKA-S095 | PV |  | 70506
3.01.221 | [O-RNG AS132 | neoprene o-ring AS132 SKA-S095 | PV |  | 71606
3.01.222 | [O-RNG AS132 | chemraz o-ring AS132 | PV |  | 71611
3.01.224 | [O-RNG 8X2 | viton o-ring d8x2 70°Sh green | PV |  | 70506
3.01.225 | [O-RNG 11X2 | viton o-ring d11x2 70°Sh green | PV |  | 70506
3.01.226 | [O-RNG 18X3 | viton o-ring d18x3 70°Sh green | PV |  | 70506
3.01.227 | [O-RNG 8X2 | EPDM o-ring d8x2 SKA-S095 | PV |  | 71606
3.01.228 | [O-RNG 11X2 | EPDM o-ring d11x2 SKA-S095 | PV |  | 71606
3.01.229 | [O-RNG 18X3 | EPDM o-ring d18x3 SKA-S095 | PV |  | 71606
3.01.230 | [O-RNG 8X2 | neoprene o-ring d8x2 SKA-S095 | PV |  | 71606
3.01.231 | [O-RNG 11X2 | neoprene o-ring d11x2 SKA-S095 | PV |  | 71606
3.01.232 | [O-RNG 18X3 | neoprene o-ring d18x3 SKA-S095 | PV |  | 71606
3.01.233 | [O-RNG 8X2 | chemraz o-ring d8x2 | PV |  | 71611
3.01.234 | [O-RNG 11X2 | chemraz o-ring d11x2 | PV |  | 71611
3.01.235 | [O-RNG 18X3 | chemraz o-ring d18x3 | PV |  | 71611
3.01.240 | [O-RNG 9X1.5 | fluorocarbon o-ring d9x1.5 | PV |  | 71606
3.01.241 | [O-RNG AS004 | fluorocarbon o-ring AS004 | PV |  | 71606
3.01.242 | [O-RNG AS009 | fluorocarbon o-ring AS009 | PV |  | 71606
3.01.243 | [O-RNG AS010 | fluorocarbon o-ring AS010 | PV |  | 71606
3.01.244 | [O-RNG AS011 | fluorocarbon o-ring AS011 | PV |  | 71606
3.01.245 | [O-RNG AS012 | fluorocarbon o-ring AS012 | PV |  | 71606
3.01.246 | [O-RNG AS013 | fluorocarbon o-ring AS013 | PV |  | 71606
3.01.247 | [O-RNG AS014 | fluorocarbon o-ring AS014 | PV |  | 71606
3.01.248 | [O-RNG AS015 | fluorocarbon o-ring AS015 | PV |  | 71606
3.01.249 | [O-RNG AS016 | fluorocarbon o-ring AS016 | PV |  | 71606
3.01.250 | [O-RNG AS018 | fluorocarbon o-ring AS018 | PV |  | 71606
3.01.251 | [O-RNG AS108 | fluorocarbon o-ring AS108 | PV |  | 71606
3.01.252 | [O-RNG AS115 | fluorocarbon o-ring AS115 | PV |  | 71606
3.01.253 | [O-RNG AS120 | fluorocarbon o-ring AS120 | PV |  | 71606
3.01.254 | [O-RNG AS121 | fluorocarbon o-ring AS121 | PV |  | 71606
3.01.255 | [O-RNG AS127 | fluorocarbon o-ring AS127 | PV |  | 71606
3.01.256 | [O-RNG AS132 | fluorocarbon o-ring AS132 | PV |  | 71606
3.01.257 | [O-RNG AS134 | fluorocarbon o-ring AS134 | PV |  | 71606
3.01.258 | [O-RNG AS142 | fluorocarbon o-ring AS142 | PV |  | 71606
3.01.259 | [O-RNG AS150 | fluorocarbon o-ring AS150 | PV |  | 71606
3.01.260 | [O-RNG AS154 | fluorocarbon o-ring AS154 | PV |  | 71606
3.01.261 | [O-RNG AS206 | fluorocarbon o-ring AS206 | PV |  | 71606
3.01.262 | [O-RNG AS328 | fluorocarbon o-ring AS328 | PV |  | 71606
3.01.263 | [O-RNG AS332 | fluorocarbon o-ring AS332 | PV |  | 71606
3.01.264 | [O-RNG AS341 | fluorocarbon o-ring AS341 | PV |  | 71606
3.01.265 | [O-RNG AS347 | fluorocarbon o-ring AS347 | PV |  | 71606
3.01.266 | [O-RNG AS348 | fluorocarbon o-ring AS348 | PV |  | 71606
3.01.267 | [O-RNG AS329 | neoprene o-ring AS329 SKA-S095 | PV |  | 71606
3.01.268 | [O-RNG AS333 | neoprene o-ring AS333 SKA-S095 | PV |  | 71606
3.01.269 | [O-RNG AS342 | neoprene o-ring AS342 SKA-S095 | PV |  | 71606
3.01.270 | [O-RNG AS350 | neoprene o-ring AS350 SKA-S095 | PV |  | 71606
3.01.271 | [ORING AS329 | EPDM o-ring AS329 SKA-S095 | PV |  | 70506
3.01.272 | [ORING AS333 | EPDM o-ring AS333 SKA-S095 | PV |  | 70506
3.01.273 | [ORING AS342 | EPDM o-ring AS342 SKA-S095 | PV |  | 70506
3.01.274 | [ORING AS350 | EPDM o-ring AS350 SKA-S095 | PV |  | 70506
3.01.275 | [O-RNG AS329 | fluorocarbon o-ring AS329 | PV |  | 71606
3.01.276 | [O-RNG AS333 | fluorocarbon o-ring AS333 | PV |  | 71606
3.01.277 | [O-RNG AS342 | fluorocarbon o-ring AS342 | PV |  | 71606
3.01.278 | [O-RNG AS350 | fluorocarbon o-ring AS350 | PV |  | 71606
3.01.279 | [O-RNG AS004 | neoprene o-ring AS004 SKA-S095 | PV |  | 71606
3.01.280 | [ORING AS004 | EPDM o-ring AS004 SKA-S095 | PV |  | 70506
3.01.282 | [ORING AS017 | EPDM o-ring AS017 SKA-S095 | PV |  | 70506
3.01.283 | [O-RNG AS017 | neoprene o-ring AS017 SKA-S095 | PV |  | 71606
3.01.284 | [O-RNG AS017 | fluorocarbon o-ring AS017 | PV |  | 71606
3.01.285 | [ORING AS118 | EPDM o-ring AS118 SKA-S095 | PV |  | 70506
3.01.286 | [O-RNG AS118 | fluorocarbon o-ring AS118 | PV |  | 71606
3.01.287 | [O-RNG AS014 | viton o-ring AS014 PTFE cover | PV |  | 71606
3.01.288 | [O-RNG AS132 | viton o-ring AS132 PTFE cover | PV |  | 71606
3.01.289 | [O-RNG AS005 | kalrez 4079 o-ring AS005 | PV |  | 70506
3.01.295 | [ORING AS126 | EPDM o-ring AS126 SKA-S095 | PV |  | 70506
3.01.296 | [O-RNG AS126 | neoprene o-ring AS126 SKA-S095 | PV |  | 71606
3.01.297 | [O-RNG AS126 | fluorocarbon o-ring AS126 | PV |  | 71606
3.01.298 | [ORING AS203 | EPDM o-ring AS203 SKA-S095 | PV |  | 70506
3.01.299 | [O-RNG AS203 | neoprene o-ring AS203 SKA-S095 | PV |  | 71606
3.01.300 | [O-RNG AS203 | fluorocarbon o-ring AS203 | PV |  | 71606
3.01.301 | [ORING AS005 | EPDM o-ring AS005 SKA-S095 | PV |  | 70506
3.01.302 | [ | = 3.01.129 | NONE
3.01.303 | [O-RNG AS005 | fluorocarbon o-ring AS005 | PV |  | 71606
3.01.304 | [ORING AS210 | EPDM o-ring AS210 SKA-S095 | PV |  | 70506
3.01.305 | [O-RNG AS210 | fluorocarbon o-ring AS210 | PV |  | 71606
3.01.306 | [ORING AS129 | EPDM o-ring AS129 SKA-S095 | PV |  | 71606
3.01.307 | [O-RNG AS129 | fluorocarbon o-ring AS129 | PV |  | 71606
3.01.310 | [O-RNG AS139 | fluorocarbon o-ring AS139 | PV |  | 71606
3.01.311 | [ORING AS139 | EPDM o-ring AS139 SKA-S095 | PV |  | 70506
3.01.312 | [O-RNG AS217 | fluorocarbon o-ring AS217 | PV |  | 71606
3.01.313 | [O-RNG AS217 | EPDM o-ring AS217 SKA-S095 | PV |  | 70506
3.01.315 | [ORING AS215 | EPDM o-ring AS215 SKA-S095 | PV |  | 70506
3.01.316 | [O-RNG AS215 | fluorocarbon o-ring AS215 | PV |  | 71606
3.01.318 | [O-RNG 9X1.5 | parofluor o-ring d9x1.5 | PV |  | 71606
3.01.319 | [O-RNG AS004 | parofluor o-ring AS004 | PV |  | 71606
3.01.320 | [O-RNG AS005 | parofluor o-ring AS005 | PV |  | 71606
3.01.321 | [O-RNG AS009 | parofluor o-ring AS009 | PV |  | 71606
3.01.322 | [O-RNG AS010 | parofluor o-ring AS010 | PV |  | 71606
3.01.324 | [O-RNG AS012 | parofluor o-ring AS012 | PV |  | 71606
3.01.325 | [O-RNG AS013 | parofluor o-ring AS013 | PV |  | 71606
3.01.327 | [O-RNG AS015 | parofluor o-ring AS015 | PV |  | 71606
3.01.328 | [O-RNG AS016 | parofluor o-ring AS016 | PV |  | 71606
3.01.329 | [O-RNG AS017 | parofluor o-ring AS017 | PV |  | 71606
3.01.330 | [O-RNG AS018 | parofluor o-ring AS018 | PV |  | 71606
3.01.331 | [O-RNG AS108 | parofluor o-ring AS108 | PV |  | 71606
3.01.332 | [O-RNG AS115 | parofluor o-ring AS115 | PV |  | 71606
3.01.333 | [O-RNG AS118 | parofluor o-ring AS118 | PV |  | 71606
3.01.334 | [-RING AS120 | parofluor o-ring AS120 | PV |  | 71606
3.01.335 | [O-RNG AS121 | parofluor o-ring AS121 | PV |  | 71606
3.01.336 | [O-RNG AS126 | parofluor o-ring AS126 | PV |  | 71606
3.01.337 | [O-RNG AS127 | parofluor o-ring AS127 | PV |  | 71606
3.01.338 | [O-RNG AS129 | parofluor o-ring AS129 | PV |  | 71606
3.01.339 | [O-RNG AS132 | parofluor o-ring AS132 | PV |  | 71606
3.01.340 | [O-RNG AS134 | parofluor o-ring AS134 | PV |  | 71606
3.01.341 | [O-RNG AS139 | parofluor o-ring AS139 | PV |  | 71606
3.01.342 | [O-RNG AS142 | parofluor o-ring AS142 | PV
3.01.343 | [O-RNG AS150 | parofluor o-ring AS150 | PV |  | 71606
3.01.344 | [O-RNG AS154 | parofluor o-ring AS154 | PV |  | 71606
3.01.345 | [O-RNG AS203 | parofluor o-ring AS203 | PV |  | 71606
3.01.346 | [O-RNG AS206 | parofluor o-ring AS206 | PV |  | 71606
3.01.347 | [O-RNG AS210 | parofluor o-ring AS210 | PV |  | 71606
3.01.348 | [O-RNG AS215 | parofluor o-ring AS215 | PV |  | 71606
3.01.349 | [O-RNG AS217 | parofluor o-ring AS217 | PV |  | 71606
3.01.350 | [O-RNG AS328 | parofluor o-ring AS328 | PV |  | 71606
3.01.351 | [O-RNG AS329 | parofluor o-ring AS329 | PV |  | 71606
3.01.352 | [O-RNG AS332 | parofluor o-ring AS332 | PV |  | 71606
3.01.353 | [O-RNG AS333 | parofluor o-ring AS333 | PV |  | 71606
3.01.354 | [O-RNG AS341 | parofluor o-ring AS341 | PV |  | 71606
3.01.355 | [O-RNG AS342 | parofluor o-ring AS342 | PV |  | 71606
3.01.356 | [O-RNG AS347 | parofluor o-ring AS347 | PV |  | 71606
3.01.358 | [O-RNG AS350 | parofluor o-ring AS350 | PV |  | 71606
3.01.359 | [O-RNG AS043 | Buna-N o-ring AS043 | PV |  | 70506
3.01.360 | [O-RNG AS347 | kalrez 4079 o-ring AS347 | PV |  | 70506
3.01.361 | [O-RNG 9X1.5 | kalrez 4079 o-ring d9x1.5 | PV |  | 70506
3.01.362 | [O-RNG AS126 | kalrez 4079 o-ring AS126 | PV |  | 70506
3.01.363 | [O-RNG AS203 | kalrez 4079 o-ring AS203 | PV |  | 70506
3.01.364 | [O-RNG AS017 | kalrez 4079 o-ring AS017 | PV |  | 70506
3.01.365 | [O-RNG AS134 | kalrez 4079 o-ring AS134 | PV |  | 70506
3.01.367 | [O-RNG AS136 | parofluor o-ring AS136 | PV |  | 71606
3.01.368 | [ORING AS136 | EPDM o-ring AS136 SKA-S095 | PV |  | 70506
3.01.369 | [O-RNG AS136 | kalrez 4079 o-ring AS136 | PV |  | 70506
3.01.372 | [O-RNG AS004 | kalrez 4079 o-ring AS004 | PV |  | 70506
3.01.373 | [O-RNG AS014 | kalrez 4079 o-ring AS014 | PV |  | 70506
3.01.374 | [ORING AS211 | EPDM o-ring AS211 SKA-S095 | PV |  | 70506
3.01.375 | [ORING AS035 | EPDM o-ring AS035 SKA-S095 | PV |  | 70506
3.01.377 | [ORING AS029 | EPDM o-ring AS029 SKA-S095 | PV |  | 70506
3.01.378 | [O-RNG AS029 | kalrez 4079 o-ring AS029 | PV |  | 70506
3.01.384 | [O-RNG AS115 | Chosil o-ring AS115 | PV |  | 71818
3.01.388 | [ORING AS364 | EPDM o-ring AS364 SKA-S095 | PV |  | 71606
3.01.389 | [O-RNG AS206 | kalrez 4079 o-ring AS206 | PV |  | 70506
3.01.391 | [ORING AS372 | EPDM o-ring AS372 SKA-S095 | PV |  | 70506
3.01.393 | [ORING AS379 | EPDM o-ring AS379 SKA-S095 | PV |  | 70506
3.01.399 | [O-RNG 3.5X1 | viton o-ring d3.5x1 80°Sh grn | PV |  | 70506
3.01.401 | [ORING AS007 | EPDM o-ring AS007 SKA-S095 | PV |  | 70506
3.01.402 | [ORING AS021 | EPDM o-ring AS021 SKA-S095 | PV |  | 70506
3.01.408 | [O-RNG AS035 | kalrez 4079 o-ring AS035 | PV |  | 70506
3.01.409 | [O-RNG AS132 | kalrez 4079 o-ring AS132 | PV |  | 70506
3.01.410 | [O-RNG AS139 | kalrez 4079 o-ring AS139 | PV |  | 70506
3.01.413 | [O-RNG AS215 | kalrez 4079 o-ring AS215 | PV |  | 70506
3.01.414 | [O-RNG AS217 | kalrez 4079 o-ring AS217 | PV |  | 70506
3.01.415 | [ORING AS348 | EPDM o-ring AS348 SKA-S095 | PV |  | 70506
3.01.416 | [O-RNG 15X1 | NBR o-ring 15x1 black | PV |  | 70901
3.01.417 | [O-RNG AS329 | kalrez 4079 o-ring AS329 | PV |  | 70506
3.01.418 | [O-RNG AS108 | kalrez 4079 o-ring AS108 | PV |  | 70506
3.01.422 | [ORING AS111 | EPDM o-ring AS111 SKA-S095 | PV |  | 70506
3.01.423 | [O-RNG AS111 | kalrez 4079 o-ring AS111 | PV |  | 70506
3.01.427 | [QUADRING | NBR quadring AS044 | PV |  | 70506
3.01.484 | [O-RNG AS016 | kalrez 3018 o-ring AS016 | PV |  | 70506
3.01.548 | [ORING AS026 | EPDM o-ring AS026 SKA-S095 | PV |  | 70506
3.01.552 | [O-RNG 15X2 | EPDM o-ring d15x2 SKA-S095 | PV |  | 70506
3.01.553 | [ORING AS116 | EPDM o-ring AS116 SKA-S095 | PV |  | 70506
3.01.556 | [ORING AS209 | EPDM o-ring AS209 SKA-S095 | PV |  | 70506
3.01.558 | [ORING AS123 | EPDM o-ring AS123 SKA-S095 | PV |  | 70506
3.01.560 | [O-RINGAS002 | viton o-ring AS002 514178 FDA | PV |  | 70506
3.01.561 | [O-RNG AS004 | viton o-ring AS004 514178 FDA | PV
3.01.562 | [O-RNG AS005 | viton o-ring AS005 514178 FDA | PV
3.01.563 | [O-RNG AS007 | viton o-ring AS007 514178 FDA | PV
3.01.564 | [O-RINGAS008 | viton o-ring AS008 514178 FDA | PV
3.01.565 | [O-RNG AS009 | viton o-ring AS009 514178 FDA | PV
3.01.566 | [O-RNG AS010 | viton o-ring AS010 514178 FDA | PV
3.01.567 | [O-RNG AS011 | viton o-ring AS011 514178 FDA | PV
3.01.568 | [O-RNG AS012 | viton o-ring AS012 514178 FDA | PV
3.01.569 | [O-RNG AS013 | viton o-ring AS013 514178 FDA | PV
3.01.570 | [O-RNG AS014 | viton o-ring AS014 514178 FDA | PV |  | 70506
3.01.571 | [O-RNG AS015 | viton o-ring AS015 514178 FDA | PV |  | 70506
3.01.573 | [O-RNG AS017 | viton o-ring AS017 514178 FDA | PV |  | 70506
3.01.574 | [O-RNG AS018 | viton o-ring AS018 514178 FDA | PV |  | 70506
3.01.575 | [O-RNG AS019 | viton o-ring AS019 514178 FDA | PV |  | 70506
3.01.576 | [O-RINGAS020 | viton o-ring AS020 514178 FDA | PV |  | 70506
3.01.577 | [O-RINGAS021 | viton o-ring AS021 514178 FDA | PV |  | 70506
3.01.578 | [O-RINGAS024 | viton o-ring AS024 514178 FDA | PV |  | 70506
3.01.579 | [O-RINGAS026 | viton o-ring AS026 514178 FDA | PV |  | 70506
3.01.580 | [O-RINGAS028 | viton o-ring AS028 514178 FDA | PV |  | 70506
3.01.581 | [O-RNG AS029 | viton o-ring AS029 514178 FDA | PV |  | 70506
3.01.582 | [O-RINGAS030 | viton o-ring AS030 514178 FDA | PV |  | 70506
3.01.583 | [O-RINGAS032 | viton o-ring AS032 514178 FDA | PV |  | 70506
3.01.584 | [O-RINGAS033 | viton o-ring AS033 514178 FDA | PV |  | 70506
3.01.585 | [O-RNG AS035 | viton o-ring AS035 514178 FDA | PV
3.01.586 | [O-RINGAS106 | viton o-ring AS106 514178 FDA | PV |  | 70506
3.01.587 | [O-RNG AS108 | viton o-ring AS108 514178 FDA | PV |  | 70506
3.01.588 | [O-RNG AS110 | viton o-ring AS110 514178 FDA | PV |  | 70506
3.01.589 | [O-RNG AS111 | viton o-ring AS111 514178 FDA | PV |  | 70506
3.01.590 | [O-RINGAS112 | viton o-ring AS112 514178 FDA | PV |  | 70506
3.01.591 | [O-RINGAS114 | viton o-ring AS114 514178 FDA | PV |  | 70506
3.01.592 | [O-RNG AS115 | viton o-ring AS115 514178 FDA | PV
3.01.593 | [O-RNG AS116 | viton o-ring AS116 514178 FDA | PV |  | 70506
3.01.594 | [O-RINGAS117 | viton o-ring AS117 514178 FDA | PV |  | 70506
3.01.595 | [O-RNG AS118 | viton o-ring AS118 514178 FDA | PV |  | 70506
3.01.596 | [O-RNG AS120 | viton o-ring AS120 514178 FDA | PV |  | 70506
3.01.597 | [O-RNG AS121 | viton o-ring AS121 514178 FDA | PV
3.01.598 | [O-RNG AS123 | viton o-ring AS123 514178 FDA | PV |  | 70506
3.01.599 | [O-RNG AS126 | viton o-ring AS126 514178 FDA | PV
3.01.600 | [O-RINGAS128 | viton o-ring AS128 514178 FDA | PV |  | 70506
3.01.601 | [O-RINGAS129 | viton o-ring AS129 514178 FDA | PV |  | 70506
3.01.602 | [O-RNG AS132 | viton o-ring AS132 514178 FDA | PV
3.01.603 | [O-RNG AS134 | viton o-ring AS134 514178 FDA | PV |  | 70506
3.01.604 | [O-RNG AS136 | viton o-ring AS136 514178 FDA | PV |  | 70506
3.01.605 | [O-RNG AS139 | viton o-ring AS139 514178 FDA | PV |  | 70506
3.01.606 | [O-RINGAS141 | viton o-ring AS141 514178 FDA | PV |  | 70506
3.01.607 | [O-RNG AS142 | viton o-ring AS142 514178 FDA | PV |  | 70506
3.01.608 | [O-RINGAS144 | viton o-ring AS144 514178 FDA | PV |  | 70506
3.01.609 | [O-RINGAS152 | viton o-ring AS152 514178 FDA | PV |  | 70506
3.01.610 | [O-RINGAS153 | viton o-ring AS153 514178 FDA | PV |  | 70506
3.01.611 | [O-RINGAS202 | viton o-ring AS202 514178 FDA | PV |  | 70506
3.01.612 | [O-RNG AS203 | viton o-ring AS203 514178 FDA | PV
3.01.613 | [O-RNG AS206 | viton o-ring AS206 514178 FDA | PV
3.01.614 | [O-RNG AS209 | viton o-ring AS209 514178 FDA | PV |  | 70506
3.01.615 | [O-RNG AS211 | viton o-ring AS211 514178 FDA | PV |  | 70506
3.01.616 | [O-RNG AS215 | viton o-ring AS215 514178 FDA | PV |  | 70506
3.01.617 | [O-RNG AS217 | viton o-ring AS217 514178 FDA | PV |  | 70506
3.01.618 | [O-RINGAS228 | viton o-ring AS228 514178 FDA | PV |  | 70506
3.01.619 | [O-RNG AS329 | viton o-ring AS329 514178 FDA | PV |  | 70506
3.01.620 | [O-RNG AS333 | viton o-ring AS333 514178 FDA | PV |  | 70506
3.01.621 | [O-RNG AS342 | viton o-ring AS342 514178 FDA | PV
3.01.622 | [O-RNG AS350 | viton o-ring AS350 514178 FDA | PV
3.01.623 | [O-RINGAS364 | viton o-ring AS364 514178 FDA | PV |  | 70506
3.01.624 | [O-RINGAS372 | viton o-ring AS372 514178 FDA | PV |  | 70506
3.01.625 | [O-RINGAS379 | viton o-ring AS379 514178 FDA | PV |  | 70506
3.01.626 | [O-RNG AS348 | viton o-ring AS348 514178 FDA | PV |  | 70506
3.01.628 | [ORING AS020 | EPDM o-ring AS020 SKA-S095 | PV |  | 70506
3.01.629 | [O-RINGAS002 | kalrez o-ring AS002 6230 FDA | PV |  | 70506
3.01.630 | [O-RINGAS004 | kalrez o-ring AS004 6230 FDA | PV |  | 70506
3.01.631 | [O-RINGAS005 | kalrez o-ring AS005 6230 FDA | PV |  | 70506
3.01.632 | [O-RINGAS007 | kalrez o-ring AS007 6230 FDA | PV |  | 70506
3.01.633 | [O-RINGAS008 | kalrez o-ring AS008 6230 FDA | PV |  | 70506
3.01.634 | [O-RINGAS009 | kalrez o-ring AS009 6230 FDA | PV |  | 70506
3.01.635 | [O-RINGAS010 | kalrez o-ring AS010 6230 FDA | PV |  | 70506
3.01.636 | [O-RINGAS011 | kalrez o-ring AS011 6230 FDA | PV |  | 70506
3.01.637 | [O-RINGAS012 | kalrez o-ring AS012 6230 FDA | PV |  | 70506
3.01.638 | [O-RINGAS013 | kalrez o-ring AS013 6230 FDA | PV |  | 70506
3.01.639 | [O-RINGAS014 | kalrez o-ring AS014 6230 FDA | PV |  | 70506
3.01.640 | [O-RINGAS015 | kalrez o-ring AS015 6230 FDA | PV |  | 70506
3.01.641 | [O-RINGAS016 | kalrez o-ring AS016 6230 FDA | PV |  | 70506
3.01.643 | [O-RINGAS018 | kalrez o-ring AS018 6230 FDA | PV |  | 70506
3.01.644 | [O-RINGAS019 | kalrez o-ring AS019 6230 FDA | PV |  | 70506
3.01.645 | [O-RINGAS020 | kalrez o-ring AS020 6230 FDA | PV |  | 70506
3.01.646 | [O-RINGAS021 | kalrez o-ring AS021 6230 FDA | PV |  | 70506
3.01.647 | [O-RINGAS024 | kalrez o-ring AS024 6230 FDA | PV |  | 70506
3.01.648 | [O-RINGAS026 | kalrez o-ring AS026 6230 FDA | PV |  | 70506
3.01.649 | [O-RINGAS028 | kalrez o-ring AS028 6230 FDA | PV |  | 70506
3.01.650 | [O-RINGAS029 | kalrez o-ring AS029 6230 FDA | PV |  | 70506
3.01.651 | [O-RINGAS030 | kalrez o-ring AS030 6230 FDA | PV |  | 70506
3.01.652 | [O-RINGAS032 | kalrez o-ring AS032 6230 FDA | PV |  | 70506
3.01.653 | [O-RINGAS033 | kalrez o-ring AS033 6230 FDA | PV |  | 70506
3.01.655 | [O-RINGAS106 | kalrez o-ring AS106 6230 FDA | PV |  | 70506
3.01.656 | [O-RINGAS108 | kalrez o-ring AS108 6230 FDA | PV |  | 70506
3.01.657 | [O-RINGAS110 | kalrez o-ring AS110 6230 FDA | PV |  | 70506
3.01.658 | [O-RINGAS111 | kalrez o-ring AS111 6230 FDA | PV |  | 70506
3.01.659 | [O-RINGAS112 | kalrez o-ring AS112 6230 FDA | PV |  | 70506
3.01.660 | [O-RINGAS114 | kalrez o-ring AS114 6230 FDA | PV |  | 70506
3.01.661 | [O-RINGAS115 | kalrez o-ring AS115 6230 FDA | PV |  | 70506
3.01.662 | [O-RINGAS116 | kalrez o-ring AS116 6230 FDA | PV |  | 70506
3.01.663 | [O-RINGAS117 | kalrez o-ring AS117 6230 FDA | PV |  | 70506
3.01.664 | [O-RINGAS118 | kalrez o-ring AS118 6230 FDA | PV |  | 70506
3.01.665 | [O-RINGAS120 | kalrez o-ring AS120 6230 FDA | PV |  | 70506
3.01.666 | [O-RINGAS121 | kalrez o-ring AS121 6230 FDA | PV |  | 70506
3.01.667 | [O-RINGAS123 | kalrez o-ring AS123 6230 FDA | PV |  | 70506
3.01.668 | [O-RINGAS126 | kalrez o-ring AS126 6230 FDA | PV |  | 70506
3.01.669 | [O-RINGAS128 | kalrez o-ring AS128 6230 FDA | PV |  | 70506
3.01.670 | [O-RINGAS129 | kalrez o-ring AS129 6230 FDA | PV |  | 70506
3.01.671 | [O-RINGAS132 | kalrez o-ring AS132 6230 FDA | PV |  | 70506
3.01.672 | [O-RINGAS134 | kalrez o-ring AS134 6230 FDA | PV |  | 70506
3.01.673 | [O-RINGAS136 | kalrez o-ring AS136 6230 FDA | PV |  | 70506
3.01.674 | [O-RINGAS139 | kalrez o-ring AS139 6230 FDA | PV |  | 70506
3.01.675 | [O-RINGAS141 | kalrez o-ring AS141 6230 FDA | PV |  | 70506
3.01.677 | [O-RINGAS144 | kalrez o-ring AS144 6230 FDA | PV |  | 70506
3.01.678 | [O-RINGAS152 | kalrez o-ring AS152 6230 FDA | PV |  | 70506
3.01.679 | [O-RINGAS153 | kalrez o-ring AS153 6230 FDA | PV |  | 70506
3.01.680 | [O-RINGAS202 | kalrez o-ring AS202 6230 FDA | PV |  | 70506
3.01.681 | [O-RINGAS203 | kalrez o-ring AS203 6230 FDA | PV |  | 70506
3.01.683 | [O-RINGAS209 | kalrez o-ring AS209 6230 FDA | PV |  | 70506
3.01.684 | [O-RINGAS211 | kalrez o-ring AS211 6230 FDA | PV |  | 70506
3.01.685 | [O-RINGAS215 | kalrez o-ring AS215 6230 FDA | PV |  | 70506
3.01.686 | [O-RINGAS217 | kalrez o-ring AS217 6230 FDA | PV |  | 70506
3.01.687 | [O-RINGAS228 | kalrez o-ring AS228 6230 FDA | PV |  | 70506
3.01.688 | [O-RINGAS329 | kalrez o-ring AS329 6230 FDA | PV |  | 70506
3.01.689 | [O-RINGAS333 | kalrez o-ring AS333 6230 FDA | PV |  | 70506
3.01.690 | [O-RINGAS342 | kalrez o-ring AS342 6230 FDA | PV |  | 70506
3.01.691 | [O-RINGAS350 | kalrez o-ring AS350 6230 FDA | PV |  | 70506
3.01.692 | [O-RINGAS364 | kalrez o-ring AS364 6230 FDA | PV |  | 70506
3.01.693 | [O-RINGAS372 | kalrez o-ring AS372 6230 FDA | PV |  | 70506
3.01.694 | [O-RINGAS379 | kalrez o-ring AS379 6230 FDA | PV |  | 70506
3.01.700 | [ORING AS144 | EPDM o-ring AS144 SKA-S095 | PV |  | 70506
3.01.703 | [ORING AS121 | kalrez 3018 o-ring AS121 | PV |  | 70506
3.01.711 | [O-RNG AS004 | viton o-ring AS004 90°Sh black | PV |  | 70506
3.01.712 | [ORING AS906 | EPDM o-ring AS906 SKA-S095 | PV |  | 70506
3.01.717 | [ORING AS109 | EPDM o-ring AS109 SKA-S095 | PV |  | 70506
3.01.731 | [ORING AS105 | EPDM o-ring AS105 SKA-S095 | PV |  | 70506
3.01.738 | [ORING AS110 | EPDM o-ring AS110 SKA-S095 | PV |  | 70506
3.01.788 | [ | = 3.01.778 | PV
3.02.001 | [GASKET4X1.8 | viton gasket d4x1.8 | PV |  | 70506
3.02.002 | [ | = 3.02.031 | NONE
3.02.004 | [GASKET4X1.8 | PTFE gasket d4x1.8 | PV |  | 70506
3.02.005 | [GASKET4X1.8 | neoprene gasket d4x1.8 | PV |  | 70506
3.02.006 | [GASKET4X1.8 | Erlan-PUR gasket d4x1.8 | PV |  | 70506
3.02.007 | [GASKET4X1.8 | kalrez gasket d4x1.8 | PV |  | 70506
3.02.008 | [GROMMET | cable grommet d4.0xD6.4x1.6mm | PV |  | 72207
3.02.009 | [GASKET5X6.5 | PTFE gasket d5x6.5 | PV |  | 70506
3.02.010 | [GASKET 115 | viton gasket F-115 | PV |  | 70506
3.02.011 | [WASHER PG9 | Hummel lead washer PG9 | PV |  | 71638
3.02.013 | [GASKET 8.4 | PTFE gasket d8.4x4.8x1.8mm | PV |  | 70506
3.02.014 | [GASKET 9.6 | PTFE gasket d9.6x6.0x1.8mm | PV |  | 70506
3.02.015 | [GASKET 5.0 | PTFE gasket d5.0x3.0x1.0mm | PV |  | 70506
3.02.016 | [GASKET 6.0 | PTFE gasket d6.0x4.0x1.0mm | PV |  | 70506
3.02.017 | [GASKET 18.0 | PTFE gasket d18.0x14.7x1.4mm | PV |  | 70506
3.02.018 | [GASKET 19.9 | PTFE gasket d19.9x15.3x2.2mm | PV |  | 70506
3.02.019 | [GASKET 4.0 | PTFE gasket d4.0x1.4x1.3mm | PV
3.02.020 | [GASKET 11.5 | PTFE gasket d11.5x8.5x1.5mm | PV |  | 70506
3.02.021 | [GASKET 6.0 | PTFE gasket d6.0x2.6x1.8mm | PV
3.02.022 | [GASKET4X1.8 | EPDM gasket d4x1.8 | PV |  | 70506
3.02.023 | [GASKET 6.9 | PTFE gasket d6.9x5.0x1.2mm | PV |  | 70506
3.02.024 | [GASKET INDU | gasket Industrial head | PV
3.02.025 | [GASKET 4X3 | PTFE gasket d4x3 | PV |  | 70506
3.02.026 | [GASKET 1/4 | PTFE gasket 1/4" adapter | PV |  | 70506
3.02.027 | [GASKET 1/8 | PTFE gasket 1/8" adapter | PV |  | 70506
3.02.029 | [QUADRING | viton quadring 4015 80°Shore | PV |  | 70506
3.02.030 | [GASKET PLUN | Erlan-PUR gasket plunger | PV |  | 70506
3.02.032 | [GASKET CAPI | viton gasket D-capillary | PV | 0 | 99999
3.02.035 | [GASKET CAPI | kalrez gasket D-capillary | PV | 0 | 70813
3.02.036 | [GASKET CAPI | Erlan-PUR gasket D-capillary | PV | 0 | 99999
3.02.037 | [GASKET PG9 | Hummel gasket PG9 DIN46320-7 | PV |  | 71638
3.02.038 | [GASKET 5X6 | PTFE gasket d5x6 | PV |  | 70506
3.02.040 | [GASKET PLUN | kalrez gasket plunger d5.33x6 | PV | 0 | 99999
3.02.041 | [GASKET PG11 | Hummel lead washer PG11 | PV |  | 71638
3.02.042 | [GASKET CAPI | EPDM gasket C-capillary | PV | 0 | 99999
3.02.043 | [GASKET CAPI | EPDM gasket D-capillary | PV | 0 | 99999
3.02.044 | [GASKET CAPI | neoprene gasket C-capillary | PV | 0 | 99999
3.02.045 | [GASKET CAPI | neoprene gasket D-capillary | PV | 0 | 99999
3.02.046 | [GASKET PLUN | EPDM gasket plunger d5.33x6 | PV | 0 | 99999
3.02.047 | [GASKET PLUN | neoprene gasket plunger 5.33x | PV | 0 | 99999
3.02.048 | [GASKET PLUN | hypalon gasket plunger d5.33x6 | PV | 0 | 99999
3.02.049 | [GASKET PLUN | chemraz gasket plunger d5.33x6 | PV | 0 | 99999
3.02.051 | [GASKET PLUN | chemraz gasket plunger d5.33x6 | PV | 0 | 99999
3.02.052 | [GASKET PLUN | Erlan 44 gasket plunger 5.33x6 | PV | 0 | 99999
3.02.053 | [MEMBRANE 03 | PTFE membrane F-033C | PV |  | 70506
3.02.054 | [GASKET PLUN | fluorocarbon gasket plunger | PV | 0 | 99999
3.02.055 | [GASKET PLUN | fluorocarbon gasket plunger | PV | 0 | 99999
3.02.059 | [GASKET CAPI | viton gasket d4.8x1.8mm | PV |  | 70813
3.02.062 | [GASKET CAPI | Erlan44-PUR gasket C-capillary | PV | 0 | 99999
3.02.065 | [GASKET CAPI | Erlan44-PUR gasket D-capillary | PV | 0 | 99999
3.02.067 | [GASKET CAPI | Erlan 44-PUR gasket d5.0x1.8mm | PV |  | 70506
3.02.070 | [GASKET PLUN | parofluor gasket plunger | PV |  | 99999
3.02.073 | [GASKET CAPI | Erlan44-PUR gasket Ex-pr. cap. | PV |  | 99999
3.02.075 | [BOX | storage box blue 40x27x7.5cm | INVT |  | 72007
3.02.076 | [GROMMET | cable grommet d5.0x8.0x1.5mm | PV |  | 72207
3.02.077 | [RING PTFE | PTFE ring WFM 6mm | PV |  | 70506
3.02.078 | [RING PTFE | PTFE ring WFM 8mm | PV |  | 70506
3.02.079 | [RING PTFE | PTFE ring WFM 12mm | PV |  | 70506
3.02.082 | [ARTIKEL PV | new art. number is 9.01.135 | INVE
3.02.083 | [ARTIKEL PV | new art. number is 9.01.136 | INVE
3.02.084 | [ARTIKEL PV | new art. number is 9.01.137 | INVE
3.02.085 | [ARTIKEL PV | new art. number is 9.01.138 | INVE
3.02.086 | [GASKET L20 | L20 gasket EMI shielding | PV |  | 70506
3.02.088 | [GASKET L20 | L20 gasket EMI shielding case | PV |  | 71818
3.02.095 | [ | not used | NONE
3.02.096 | [QUADRING | NBR quadring AS028 | PV |  | 70506
3.02.097 | [QUADRING | NBR quadring AS035 | PV |  | 70506
3.02.099 | [ARTIKEL PV | new art. number is 9.01.139 | INVE
3.02.100 | [ARTIKEL PV | new art. number is 9.01.140 | INVE
3.02.101 | [GASKET PLUN | Erlan-PUR gasket 5.33x6 90°grn | PV |  | 70506
3.02.103 | [ARTIKEL PV | new art. number is 9.01.141 | INVE
3.02.104 | [ARTIKEL PV | new art. number is 9.01.142 | INVE
3.02.105 | [BOX | Rako storage box 40x30x14.5cm | INVT |  | 71331
3.02.106 | [RAKO | Rako grooved strip 60x20x35.5 | INVT |  | 71331
3.02.107 | [RAKO | Rako grooved strip 60x20x25.5 | INVT |  | 71331
3.02.108 | [GASKET PLUN | kalrez 3018 gasket plunger | PV | 0 | 99999
3.02.110 | [ARTIKEL PV | new art. number is 9.01.143 | INVE
3.02.111 | [ARTIKEL PV | new art. number is 9.01.144 | INVE
3.02.112 | [GASKET | viton 514178 FDA gasket blind | PV |  | 70506
3.02.118 | [GASKET | kalrez 6230 FDA gasket blind | PV |  | 70506
3.02.119 | [GASKET | kalrez 6230 FDA gasket C-cap | PV |  | 99999
3.02.120 | [GASKET | kalrez 6230 FDA gasket D-cap | PV |  | 99999
3.02.122 | [GASKET PLUN | kalrez 6230 gasket plunger FDA | PV | 0 | 70506
3.02.123 | [GASKET PLUN | viton514178 FDA gasket plunger | PV | 0 | 70506
3.02.129 | [GROMMET | cable grommet d3.2xD4.8x1.6mm | PV |  | 72207
3.02.130 | [GROMMET | cable grommet d9.5xD12.5x1.5mm | PV |  | 72207
3.02.131 | [SEAL VALVE | seal valve housing | PV
3.02.134 | [GASKET | cable gland M6x1 gasket Ø3.75 | PV |  | 70506
3.02.135 | [GASKET | gasket IIU IIW ITU IUU ATEX | PV |  | 70506
3.02.139 | [GASKET PLUN | EPDM 55920 FDA gasket plunger | PV |  | 70506
3.02.143 | [GASKET | EPDM 559291 FDA gasket plunger | PV
3.02.144 | [ARTIKEL PV | new art. number is 9.01.145 | INVE
3.02.145 | [ARTIKEL PV | new art. number is 9.01.146 | INVE
3.02.170 | [ | = 9.01.147 | INVE
3.02.171 | [ | = 9.01.148 | INVE
3.02.211 | [M+W GASKET | silicon gasket M+W D-6400 MFM | PV |  | 75121
3.03.001 | [CASE EURO | upper part case Euro | PV |  | 72007
3.03.002 | [CASE EURO | lower part case Euro | PV |  | 72007
3.03.003 | [SCREEN DVM | DVM screen 91.5x42.5x1 natural | PV |  | 70506
3.03.004 | [SCREEN DVM | DVM screen 91.5x42.5x1 red | PV |  | 70506
3.03.005 | [INSULATION | insulation mat. for capillary | PV |  | 72101
3.03.006 | [COVER PLUG | Skiffy cover plug d18.8mm | PV |  | 72207
3.03.007 | [ | = 3.03.027 | NONE
3.03.008 | [FOOT | Coolpac foot | PV |  | 71604
3.03.009 | [ | = 1.24.019 | NONE
3.03.010 | [ | = 3.03.031 | NONE
3.03.011 | [TUBE CAPILL | Bespex tube 5/3 for capillary | PV
3.03.012 | [CAPILLARYHO | capillary holder | PV
3.03.013 | [ | = 3.03.028 | NONE
3.03.014 | [ | = 3.03.032 | NONE
3.03.015 | [ | = 3.03.033 | NONE
3.03.016 | [PCB SLOT | pcb slot | PV
3.03.017 | [CASE AMERIC | lower part case American | PV |  | 71615
3.03.018 | [CASE AMERIC | upper part case American | PV |  | 71615
3.03.019 | [COVER AMERI | cover card edge connector | PV |  | 70213
3.03.020 | [ | = 3.03.028 | NONE
3.03.021 | [ | = 3.03.029 | NONE
3.03.041 | [CASE EURO | lower part case Euro | PV |  | 72007
3.03.042 | [CASE AMERIC | lower part case American | PV |  | 71615
3.03.043 | [CASE CAPILL | upper part case capillary | PV |  | 72007
3.03.045 | [DISTANCE PA | distance part liquid | PV |  | 70506
3.03.046 | [FILLER PART | filler part DVM | PV |  | 70506
3.03.048 | [CASE CAPILL | lower part C-cap. low pressure | PV | 0 | 99999
3.03.049 | [CASE CAPILL | lower part D-cap. low pressure | PV | 0 | 99999
3.03.050 | [FOAM | polyurethane foam | PV |  | 72101
3.03.051 | [INSULATION | thermal insulation for capill. | PV
3.03.053 | [CASE CAPILL | upper part case liquid capill. | PV | 0 | 99999
3.03.054 | [INSULATION | insulation for liquid capill. | PV |  | 70506
3.03.055 | [INSULATION | Rockwool insulation for capill | PV
3.03.056 | [FORMER COIL | coil former LA/LB | PV |  | 71915
3.03.057 | [CASE EURO | lower part case Euro MFC | PV | 0 | 99999
3.03.058 | [CASE AMERIC | lower part case American MFC | PV | 0 | 99999
3.03.059 | [TUBE LC | center tube coil LC | PV |  | 70506
3.03.060 | [DISTANCE PA | distance part F-232C-LA/LB | PV |  | 70506
3.03.061 | [DISTANCE PA | distance part F-232C | PV |  | 70506
3.03.062 | [DISTANCE PA | Ertalyte distance part liquid | PV |  | 70506
3.03.063 | [DRAWING | DVM screen | NONE
3.03.065 | [WINDOW DVM | DVM window type 2 (%) | PV |  | 70420
3.03.066 | [WINDOW DVM | DVM window type 1 | PV |  | 70420
3.03.067 | [MELINEX | Melinex wit 610x0.35mm | PV |  | 71805
3.03.068 | [PLUG | Kel-F plug | PV |  | 70506
3.03.069 | [CASE DVM | case DVM | PV |  | 72007
3.03.070 | [ | = 3.03.051 | NONE
3.03.071 | [COIL FORMER | coil former LG/LH/LI | PV |  | 71915
3.03.072 | [COIL FORMER | coil former LD/LE/LF | PV |  | 71915
3.03.074 | [ | =1.24.026 | PV
3.03.075 | [COVER FILTE | cover filter | PV
3.03.079 | [CASE EURO | upper part case Euro | PV |  | 72007
3.03.080 | [CASE EURO | lower part case Euro | PV |  | 72007
3.03.081 | [CASE EURO | lower part case Euro MFC | PV |  | 72007
3.03.082 | [CASE EURO | lower part case Euro MFM | PV |  | 72007
3.03.098 | [TUBEHOLDER | upper tube holder d5mm | PV |  | 70506
3.03.101 | [SILENCER | silencer 1/4" black | PV |  | 70405
3.03.105 | [ADAPTER 6MM | drilled adapter 6mm ODx1/8" | PV | 0 | 99999
3.03.106 | [PISTON TUBE | piston tubecal3 d11mm | PV |  | 70506
3.03.107 | [PISTON TUBE | piston tubecal3 d75mm | PV |  | 70506
3.03.108 | [PISTON TUBE | piston tubecal3 d150mm | PV |  | 70506
3.03.109 | [LOCKING PCB | eurocard locking | PV |  | 71112
3.03.110 | [PCB HOLDER | print board holder | PV |  | 71109
3.03.111 | [BUSH 004C | Kel-F guide bush F-004C | PV |  | 70506
3.03.116 | [ | = 3.03.078 | NONE
3.03.117 | [TUBEHOLDER | lower tube holder d75mm | PV |  | 70506
3.03.118 | [TUBEHOLDER | upper tube holder d75mm | PV |  | 70506
3.03.119 | [COVER TUBEC | dirt cover tubecal3 d75mm | PV |  | 70506
3.03.125 | [SILENCER | silencer 1/2" black | PV |  | 70405
3.03.133 | [LAMINATE | practi-shield laminate 0.175mm | PV |  | 70901
3.03.135 | [INSULATOR | bushing insulator W-300 | PV | 0 | 99999
3.03.138 | [INSULATOR | Ertalon bushing insulator W300 | PV |  | 70506
3.03.139 | [INSULATOR | bushing insulator W-300 w.hole | PV | 0 | 99999
3.03.140 | [COIL FORMER | coil former 10.2x22x23.4mm | PV |  | 72318
3.03.141 | [LOCKING PCB | Schroff anti vibration clip | PV |  | 71109
3.03.142 | [PISTON | piston d35mm | PV |  | 70506
3.03.144 | [CASE EURO | upper part case Euro Digital | PV | 0 | 99999
3.03.147 | [INSULATION | Vikunyl insulation Bro-11 bend | PV |  | 70606
3.03.148 | [INSULATION | Vikunyl insulation Bro-11 str. | PV |  | 70606
3.03.153 | [ | = 3.05.007 | NONE
3.03.155 | [CONN COVER | 15-pin D-connector cover | PV |  | 71801
3.03.157 | [CASE EURO | upper part case Euro digital | PV | 0 | 99999
3.03.161 | [INSULATION | Vikunyl insulation Bro-11 str. | PV |  | 70606
3.03.172 | [INSERT D621 | M+W insert D-6210-4 | PV |  | 70506
3.03.174 | [INSULATION | Vikunyl insulation Bro-11/12 | PV |  | 70606
3.03.175 | [FILLER MAT | filler material for RJ45 | PV |  | 70506
3.03.177 | [FIRST AID | Barikos KS eye-washing bottle | PV |  | 70523
3.03.196 | [TOGGLE APP | nylon sleeve toggle switch | PV |  | 99999
3.03.199 | [LABEL | Partex label PC10/3 - 6 | PV |  | 70121
3.03.215 | [TOOLING UC | uniclamp teflon jaw | TOOL |  | 72051
3.03.217 | [TOOLING UC | uniclamp inside seal 6mm | TOOL
3.03.218 | [TOOLING UC | uniclamp inside seal 3mm | TOOL
3.03.241 | [COIL FORMER | coil former topmnt. lab sealed | PV |  | 72335
3.03.242 | [COIL FORMER | coil former M12/13/14 | PV |  | 72336
3.03.249 | [SEALRING | sealring blind cap 1/4'' VCR | PV |  | 70506
3.03.282 | [TOOLING | orifice rack large | TOOL
3.03.284 | [CASE EURO | upper part case Euro EtherCAT | PV |  | 99999
3.03.286 | [DISTANCE PR | distance part lab. case | PV |  | 72029
3.03.288 | [LABEL M+W | label M+W Mass-Stream display | PV
3.03.289 | [LABEL M+W | label M+W Mass-Stream | PV
3.03.296 | [HANDLE | ballhandle DIN319E M5xØ20 | PV |  | 70801
3.03.308 | [PLUNGERRACK | plungerholder rack | PV
3.03.309 | [APP | APP slide ring cylinder 145 | PV |  | 70506
3.03.310 | [APP | APP holder temp. sensor mat. | PV
3.03.311 | [APP | APP holder temp. sensor gas | PV
3.03.312 | [APP | APP slide ring cylinder 38 | PV |  | 70506
3.03.313 | [APP | APP engine bush | PV
3.03.314 | [APP | APP window thin | PV
3.03.315 | [APP | APP window thick | PV
3.03.316 | [APP | APP bush 145 | PV
3.03.317 | [APP | APP bush 38 | PV
3.03.318 | [APP | APP bush 10 | PV
3.03.319 | [APP | APP bush 2.5 | PV
3.03.345 | [COVER 9-PIN | cover 9-pin D-connector male | PV |  | 70506
3.03.363 | [PLUNGERRACK | plungerholder rack F-002BI | PV
3.03.388 | [CENTER BUSH | centering bush trafo E-8000 | PV |  | 70506
3.03.400 | [PROT SUB D9 | protection cover subD9 MLH | PV
3.03.478 | [GROMMET | cable grommet d3.2xD4.8x1.6mm | PV |  | 71301
3.03.479 | [GROMMET | cable grommet d4.8xD6.4x1.6mm | PV |  | 71301
3.03.488 | [INSUL. COVE | insul. part coverback TEM-4DB1 | PV |  | 70450
3.04.001 | [FRONTSCREEN | frontscreen DVM | PV |  | 72301
3.04.002 | [STICKER | sticker for toggle switch 1,2 | PV |  | 72301
3.04.003 | [STICKER | sticker for toggle switch 3,4 | PV |  | 72301
3.04.004 | [STICKER | sticker for 4-pos. switch | PV |  | 72301
3.04.005 | [STICKER | sticker for rear panel P1..P5 | PV |  | 72301
3.04.006 | [STICKER | sticker L,M,H,5,10,P | PV |  | 72301
3.04.007 | [STICKER | sticker for cable end | PV |  | 72301
3.04.008 | [STICKER | sticker for E-5000 German text | PV |  | 72301
3.04.009 | [STICKER | sticker for E-5000 | PV |  | 72301
3.04.010 | [STICKER | sticker for rear panel E-5000 | PV |  | 72301
3.04.011 | [STICKER | model sticker mounting plate | PV |  | 72301
3.04.012 | [STICKER | sticker 3-pos. toggle switch | PV |  | 72301
3.04.013 | [STICKER | model sticker MFM/MFC/PM/PC | PV |  | 72301
3.04.014 | [STICKER | sticker flow direction | PV |  | 72301
3.04.015 | [STICKER | sticker 0-20mA | PV |  | 72301
3.04.016 | [STICKER | sticker 4-20mA | PV |  | 72301
3.04.017 | [STICKER | sticker F-100/F-200 series | PV |  | 72301
3.04.018 | [STICKER | sticker P-500/P-600/P-700 | PV |  | 72301
3.04.019 | [STICKER | sticker fragile | PV |  | 72301
3.04.020 | [STICKER | adres sticker | PV |  | 72301
3.04.021 | [STICKER | sticker capillary | PV |  | 72301
3.04.022 | [STICKER | sticker rear panel E-5000 | PV |  | 72301
3.04.023 | [STICKER | sticker 12-pos. turn switch | PV |  | 72301
3.04.024 | [REGISTRATIO | registrationplate Ex-proof | PV |  | 70606
3.04.025 | [SYMBOL ETCH | etching symbol flow direction | PV |  | 71303
3.04.026 | [FOIL | Scotch foil 400x250mm RAL7035 | PV |  | 70606
3.04.027 | [ | = 9.22.072 | NONE
3.04.028 | [ | = 9.22.081 | NONE
3.04.029 | [LABEL AVERY | Avery software disc label | PV |  | 70121
3.04.033 | [FOIL B7 | Scotch foil B7 RAL7035 | PV |  | 70606
3.04.035 | [ | = 9.22.083 | NONE
3.04.036 | [SYMBOL ETCH | etching symb.flow direct.P-602 | PV |  | 71303
3.04.037 | [SYMBOL ETCH | etching symbol delta-P P-506 | PV |  | 71303
3.05.001 | [CASE APRA | Apra panel case 12HP 446-102 | PV |  | 72204
3.05.002 | [CLAMP APRA | Apra mounting clamp 440-001 | PV |  | 72204
3.05.003 | [CASE APRA | Apra panel case 16HP 446-152 | PV |  | 72204
3.05.004 | [CASE APRA | Apra panel case 26HP 446-052 | PV |  | 72204
3.05.005 | [CASE BASF | case BSF-001E/002E | PV | 0 | 99999
3.05.006 | [CASE APRA | Apra panel case 16HP Ni-coated | PV |  | 72204
3.06.031 | [O-RINGAS011 | Kalrez o-ring AS011 6375+PTFE | PV |  | 70506
3.06.032 | [O-RINGAS011 | kalrez o-ring AS011 6230+PTFE | PV |  | 70506
3.18.033 | [TOOLING THM | guide plate right THM CR | TOOL
3.18.034 | [TOOLING THM | bananaplug mounting THM CR | TOOL
4.01.001 | [PCB SENSOR | pcb sensor | PV |  | 71203
4.01.002 | [PCB MFC | pcb MFC Euro | PV |  | 71203
4.01.003 | [PCB MFC | pcb MFC American | PV |  | 71203
4.01.004 | [PCB EPC | pcb pressure controller | PV |  | 71203
4.01.006 | [PCB AMPLIFI | pcb pre-amplifier UEG-case | PV |  | 71203
4.01.007 | [PCB SUPPLY | pcb power supply | PV |  | 71203
4.01.008 | [PCB REAR | pcb rear panel | PV |  | 71203
4.01.009 | [PCB MOTHER | pcb motherboard nr.3 | PV | 0 | 99999
4.01.010 | [PCB MOTHER | pcb motherboard nr.1 | PV | 0 | 99999
4.01.011 | [PCB P-MODUL | pcb P-module | PV |  | 71203
4.01.012 | [PCB A-MODUL | pcb A-module | PV |  | 71203
4.01.013 | [PCB T-MODUL | pcb T-module single channel | PV |  | 71203
4.01.014 | [PCB T-MODUL | pcb T-module dual channel | PV | 0 | 99999
4.01.015 | [PCB S-BOARD | pcb S-board 4 x conversion | PV |  | 71203
4.01.016 | [PCB S-BOARD | pcb S-board 4 x summation | PV |  | 71203
4.01.017 | [PCB S1 | pcb S1-board | PV |  | 71203
4.01.018 | [PCB MOTHER | motherboard nr.4 | PV | 0 | 99999
4.01.019 | [PCB DELAY | pcb delay circuit counter | PV |  | 71203
4.01.020 | [PCB REAR | pcb rear panel E-5000 current | PV |  | 71203
4.01.021 | [PCB VALVE | valve splitter | PV | 0 | 99999
4.01.022 | [PCB MFC | pcb MFC Euro 5V LH | PV |  | 71203
4.01.023 | [PCB MFC | pcb MFC Euro 10V LH | PV |  | 71203
4.01.024 | [PCB MFC | pcb MFC Euro 5V | PV |  | 71203
4.01.025 | [PCB MFC | pcb MFC Euro 10V | PV |  | 71203
4.01.026 | [PCB REAR | pcb rear panel E-5511/5512-EA | PV |  | 71203
4.01.027 | [PCB REAR | pcb rear panel E-5513-EA | PV |  | 71203
4.01.028 | [PCB REAR | pcb rear panel E-5514-EA | PV |  | 71203
4.01.029 | [PCB REAR | pcb rear panel E-5511/5512-TA | PV |  | 71203
4.01.030 | [PCB REAR | pcb rear panel E-5513-TA | PV |  | 71203
4.01.031 | [PCB REAR | pcb rear panel E-5514-TA | PV |  | 71203
4.01.032 | [PCB REAR | pcb rear panel E-5511/5512-EC | PV |  | 71203
4.01.033 | [PCB REAR | pcb rear panel E-5513-EC | PV |  | 71203
4.01.034 | [PCB REAR | pcb rear panel E-5514-EC | PV |  | 71203
4.01.035 | [PCB SETPOIN | pcb external setpoint adapter | PV |  | 71203
4.01.036 | [PCB SUPPLY | connection pcb power supply | PV |  | 71203
4.01.037 | [PCB SOFT ST | pcb soft start | PV |  | 71203
4.01.038 | [PCB MFC | pcb MFC Euro 10V Metco | PV |  | 71203
4.01.039 | [PCB MFM IND | pcb MFM Industrial 5V | PV |  | 71203
4.01.040 | [PCB MFM IND | pcb MFM Industrial 10V | PV |  | 71203
4.01.041 | [PCB MFC | pcb MFC Euro 10V Metco | PV |  | 71203
4.01.042 | [PCB MFC | pcb MFC American | PV |  | 71203
4.01.043 | [PCB P51 | pcb P51-module | PV |  | 71203
4.01.044 | [PCB S2 | pcb S2-board | PV |  | 71203
4.01.045 | [PCB C10 | pcb C10-module | PV |  | 71203
4.01.046 | [PCB MFC | pcb MFC American 5V soft start | PV |  | 71203
4.01.047 | [PCB MFC | pcb MFC American 5V | PV |  | 71203
4.01.048 | [PCB MFC | pcb MFC Americ. 10V soft start | PV |  | 71203
4.01.049 | [PCB MFC | pcb MFC American 10V | PV |  | 71203
4.01.050 | [PCB REAR | pcb rear panel LH | PV | 0 | 99999
4.01.051 | [PCB MFC | pcb MFC Euro 10V LH | PV |  | 71203
4.01.052 | [PCB P42 | pcb P42-module | PV |  | 71203
4.01.053 | [PCB S22 | pcb S22-board | PV |  | 71203
4.01.054 | [PCB TUBE | pcb tube connection panel A | PV |  | 71203
4.01.055 | [PCB TUBE | pcb tube connection panel B | PV |  | 71203
4.01.056 | [PCB MOTHER | pcb motherboard calibr. set | PV |  | 71203
4.01.057 | [PCB REAR | pcb rear panel calibr. set | PV |  | 71203
4.01.058 | [PCB MFC | pcb MFC Euro 5V | PV |  | 71203
4.01.059 | [PCB MFC | pcb MFC Euro 10V | PV |  | 71203
4.01.060 | [PCB MFC | pcb MFC Euro 10V Metco | PV |  | 71203
4.01.061 | [PCB CALIBR | pcb temp.sensor calibr. set | PV |  | 71203
4.01.062 | [PCB CALIBR | pcb timer calibration set | PV |  | 71203
4.01.063 | [PCB CALIBR | pcb switch calibration set | PV |  | 71203
4.01.064 | [PCB CALIBR | pcb interface calibration set | PV |  | 71203
4.01.065 | [PCB CALIBR | pcb tube controller calibr.set | PV |  | 71203
4.01.066 | [PCB HEATER | pcb Industrial heater | PV |  | 71203
4.01.067 | [PCB MOTHER | pcb motherboard single module | PV |  | 71203
4.01.068 | [PCB 507 | pcb P-507 | PV |  | 71203
4.01.069 | [PCB MFC | pcb MFC Euro n.o. 5V LH | PV |  | 71203
4.01.070 | [PCB MFC | pcb MFC Euro n.o. 10V LH | PV |  | 71203
4.01.071 | [PCB SERVICE | pcb service module | PV |  | 71203
4.01.072 | [PCB LIQUID | pcb MFC liquid | PV |  | 71203
4.01.073 | [PCB MFC | pcb MFC American 5V | PV |  | 71203
4.01.074 | [PCB MFC | pcb MFC American 10V | PV |  | 71203
4.01.075 | [PCB LIQUID | pcb MFC liquid 5V | PV |  | 71203
4.01.076 | [PCB LIQUID | pcb MFC liquid 10V | PV |  | 71203
4.01.078 | [PCB P53 | pcb P53-module | PV |  | 71203
4.01.079 | [PCB MFC | pcb MFC Euro 5V | PV |  | 71203
4.01.080 | [PCB MFC | pcb MFC Euro 5V C-type | PV |  | 71203
4.01.081 | [PCB MFC | pcb MFC Euro 5V | PV |  | 71203
4.01.082 | [PCB MFC | pcb MFC Euro 5V D-type | PV |  | 71203
4.01.083 | [PCB PRESSUR | pcb pressure 5V | PV |  | 71203
4.01.084 | [PCB MFM IND | pcb MFM Industrial 5V | PV |  | 71203
4.01.085 | [PCB MFM IND | pcb MFM Industrial 10V | PV |  | 71203
4.01.086 | [PCB MFC | pcb MFC American 5V | PV |  | 71203
4.01.087 | [PCB MFC | pcb MFC Euro 10V | PV |  | 71203
4.01.088 | [PCB MFC | pcb MFC Euro 10V | PV |  | 71203
4.01.089 | [PCB MFC | pcb MFC Euro 10V | PV |  | 71203
4.01.090 | [PCB MFC | pcb MFC Euro 10V | PV |  | 71203
4.01.091 | [PCB MFC | pcb MFC Euro Metco | PV |  | 71203
4.01.092 | [PCB MFC | pcb MFC Euro Metco | PV |  | 71203
4.01.093 | [PCB MFC | pcb MFC Euro 5V n.o. | PV |  | 71203
4.01.094 | [PCB MFC | pcb MFC Euro 5V n.o. | PV |  | 71203
4.01.095 | [PCB MFC | pcb MFC Euro 5V n.o. | PV |  | 71203
4.01.096 | [PCB MFC | pcb MFC Euro 5V n.o. | PV |  | 71203
4.01.097 | [PCB MFC | pcb MFC Euro 10V n.o. | PV |  | 71203
4.01.098 | [PCB MFC | pcb MFC Euro 10V n.o. | PV |  | 71203
4.01.099 | [PCB MFC | pcb MFC Euro 10V n.o. | PV |  | 71203
4.01.100 | [PCB MFC | pcb MFC Euro 10V n.o. | PV |  | 71203
4.01.101 | [PCB MFC | pcb MFC American 5V | PV |  | 71203
4.01.102 | [PCB MFC | pcb MFC American 5V | PV |  | 71203
4.01.103 | [PCB MFC | pcb MFC American 5V | PV |  | 71203
4.01.104 | [PCB MFC | pcb MFC American 10V | PV |  | 71203
4.01.105 | [PCB MFC | pcb MFC American 10V | PV |  | 71203
4.01.106 | [PCB MFC | pcb MFC American 10V | PV |  | 71203
4.01.107 | [PCB MFC | pcb MFC American 10V | PV |  | 71203
4.01.108 | [PCB MFC | pcb MFC American 5V n.o. | PV |  | 71203
4.01.109 | [PCB MFC | pcb MFC American 5V n.o. | PV |  | 71203
4.01.110 | [PCB MFC | pcb MFC American 5V n.o. | PV |  | 71203
4.01.111 | [PCB MFC | pcb MFC American 5V n.o. | PV |  | 71203
4.01.112 | [PCB MFC | pcb MFC American 10V n.o. | PV |  | 71203
4.01.113 | [PCB MFC | pcb MFC American 10V n.o. | PV |  | 71203
4.01.114 | [PCB MFC | pcb MFC American 10V n.o. | PV |  | 71203
4.01.115 | [PCB MFC | pcb MFC American 10V n.o. | PV |  | 71203
4.01.116 | [PCB PRESSUR | pcb pressure 10V | PV |  | 71203
4.01.117 | [PCB PRESSUR | pcb pressure 5V | PV |  | 71203
4.01.118 | [PCB PRESSUR | pcb pressure 10V | PV |  | 71203
4.01.119 | [PCB PRESSUR | pcb pressure 10V Metco | PV |  | 71203
4.01.120 | [PCB MFM IND | pcb MFM Industrial 5V | PV |  | 71203
4.01.121 | [PCB MFM IND | pcb MFM Industrial 10V | PV |  | 71203
4.01.122 | [PCB MFM IND | pcb MFM Industrial 5V | PV |  | 71203
4.01.123 | [PCB MFM IND | pcb MFM Industrial 10V | PV |  | 71203
4.01.124 | [PCB C31 | pcb C31-module | PV |  | 71203
4.01.125 | [PCB TEST | pcb tester | PV |  | 71203
4.01.126 | [PCB BURN IN | pcb burn-in module | PV |  | 71203
4.01.127 | [PCB MOTHER | pcb motherboard burn-in module | PV |  | 71203
4.01.128 | [PCB S6 | pcb S6-board | PV |  | 71203
4.01.129 | [PCB REAR | pcb rear panel E-5000 voltage | PV | 0 | 99999
4.01.130 | [PCB REAR | pcb rear panel E-5000 current | PV |  | 71203
4.01.131 | [PCB MFM EX | pcb MFM Ex-proof | PV |  | 71203
4.01.132 | [PCB C10 | pcb C10-module | PV |  | 71203
4.01.133 | [PCB MFM | pcb MFM Euro 5V C-type | PV |  | 71203
4.01.134 | [PCB MFM EX | pcb MFM Ex-proof | PV |  | 71203
4.01.135 | [PCB MFM | pcb MFM Euro 5V D-type | PV |  | 71203
4.01.136 | [PCB MFM | pcb MFM Euro 10V C-type | PV |  | 71203
4.01.137 | [PCB MFM | pcb MFM Euro 10V D-type | PV |  | 71203
4.01.138 | [PCB BOSCH | pcb Bosch-module | PV |  | 71203
4.01.139 | [PCB REAR | pcb rear panel calibration set | PV |  | 71203
4.01.140 | [PCB MFC IND | pcb MFC Industrial 5V C-type | PV |  | 71203
4.01.141 | [PCB COUNTER | pcb MFC Industrial counter | PV |  | 71203
4.01.142 | [PCB MFC IND | pcb MFC Industrial read-out | PV |  | 71203
4.01.143 | [PCB MFM IND | pcb MFM Industrial 5V C-type | PV |  | 71203
4.01.144 | [PCB REAR | pcb rear panel E-5500 voltage | PV |  | 71203
4.01.145 | [PCB REAR | pcb rear panel E-5500 American | PV |  | 71203
4.01.146 | [PCB REAR | pcb rear panel E-5500 current | PV |  | 71203
4.01.147 | [PCB REAR | pcb rear panel E-5513 voltage | PV |  | 71203
4.01.148 | [PCB REAR | pcb rear panel E-5513 American | PV |  | 71203
4.01.149 | [PCB REAR | pcb rear panel E-5513 current | PV |  | 71203
4.01.150 | [PCB INTERFA | pcb interface C-64 | PV |  | 71203
4.01.151 | [PCB MFM IND | pcb MFM Industrial 10V C-type | PV |  | 71203
4.01.152 | [PCB MFM IND | pcb MFM Industrial 5V D-type | PV |  | 71203
4.01.153 | [PCB MFM IND | pcb MFM Industrial 10V D-type | PV |  | 71203
4.01.154 | [PCB MFC IND | pcb MFC Industrial 10V C-type | PV |  | 71203
4.01.155 | [PCB MFC IND | pcb MFC Industrial 5V D-type | PV |  | 71203
4.01.156 | [PCB MFC IND | pcb MFC Industrial 10V D-type | PV |  | 71203
4.01.157 | [PCB MFM EX | pcb MFM Ex-proof type X100 | PV |  | 70412
4.01.158 | [PCB EX-PROO | pcb Ex-proof sensor | PV |  | 71203
4.01.159 | [PCB DVM | pcb digital voltmeter | PV |  | 71203
4.01.160 | [PCB MFC | pcb MFC Euro ADC | PV |  | 71203
4.01.161 | [PCB MFC | pcb MFC Euro 5V C-type | PV |  | 71203
4.01.162 | [PCB MFC | pcb MFC Euro 10V C-type | PV |  | 71203
4.01.163 | [PCB MFC | pcb MFC Euro 5V D-type | PV |  | 71203
4.01.164 | [PCB MFC | pcb MFC Euro 10V D-type | PV |  | 71203
4.01.165 | [PCB V21 | pcb V21-module | PV |  | 71203
4.01.166 | [PCB V10 | pcb V10-module | PV |  | 71203
4.01.167 | [PCB S99 | pcb S99-module | PV |  | 71203
4.01.168 | [PCB SINGLE | pcb single channel current | PV | 0 | 99999
4.01.169 | [PCB I-MODUL | pcb I-module | PV |  | 71203
4.01.170 | [PCB P-MODUL | pcb P-module | PV |  | 71203
4.01.171 | [PCB SENSOR | pcb liquid sensor | PV |  | 71203
4.01.172 | [PCB REAR | pcb rear panel E-5513-FC/FD | PV | 0 | 99999
4.01.173 | [PCB DUAL | pcb dual channel BASF | PV |  | 71203
4.01.174 | [PCB U-MODUL | pcb U-module | PV |  | 71203
4.01.175 | [PCB DVM | pcb Lascar Digital voltmeter | PV |  | 71203
4.01.176 | [PCB S99 | pcb S99-module KWU | PV |  | 71203
4.01.177 | [PCB D99 | pcb D99-module KWU | PV |  | 71203
4.01.178 | [PCB T99/1 | pcb T99/1-module | PV |  | 71203
4.01.179 | [PCB T99/2 | pcb T99/2-module | PV |  | 71203
4.01.180 | [PCB MOTHER | pcb motherboard KWU | PV |  | 71203
4.01.181 | [PCB SENSOR | pcb C-capillary | PV |  | 71203
4.01.182 | [PCB SENSOR | pcb D-capillary | PV |  | 71203
4.01.183 | [PCB REAR | pcb rear panel single channel | PV | 0 | 99999
4.01.184 | [PCB REAR | pcb rear panel E-5500 current | PV | 0 | 99999
4.01.185 | [PCB C10 | pcb C10-module 24V | PV |  | 71203
4.01.186 | [PCB C10 | pcb C10-module 15V | PV |  | 71203
4.01.187 | [PCB S6 | pcb S6-board 24V | PV |  | 71203
4.01.188 | [PCB S6 | pcb S6-board 15V | PV |  | 71203
4.01.189 | [PCB TESTER | pcb static pcb-tester | PV |  | 71203
4.01.190 | [PCB TESTER | pcb active pcb-tester | PV |  | 71203
4.01.191 | [PCB MFM | pcb MFM/MFC COMBI-FLOW | PV |  | 71203
4.01.192 | [PCB MFC | pcb MFC/EPC COMBI-FLOW | PV |  | 71203
4.01.193 | [PCB EPT | pcb EPT COMBI-FLOW | PV |  | 71203
4.01.194 | [PCB DISPLAY | pcb keyboard/display E-6000 | PV |  | 70606
4.01.195 | [PCB AD/DA | pcb AD/DA-module | PV |  | 72010
4.01.196 | [PCB DISPLAY | pcb keymatrix/display E-6000 | PV |  | 70606
4.01.197 | [PCB RS232 | pcb RS232-module | PV |  | 72010
4.01.198 | [PCB REAR | rear panel E-5513-FA/FB | PV | 0 | 99999
4.01.199 | [PCB EPC | pcb EPC COMBI-FLOW | PV |  | 71203
4.01.200 | [PCB SINGLE | pcb single channel DC | PV |  | 71203
4.01.201 | [PCB P39 | pcb P39-module VAW | PV |  | 71203
4.01.202 | [PCB SINGLE | pcb single channel voltage | PV |  | 71203
4.01.203 | [PCB MFM | pcb MFM COMBI-FLOW | PV |  | 71203
4.01.204 | [PCB LIQUID | pcb MFC liquid | PV |  | 71203
4.01.205 | [PCB EPT | pcb EPT COMBI-FLOW | PV |  | 71203
4.01.206 | [PCB REAR | pcb rear panel E-5513-UA | PV | 0 | 99999
4.01.207 | [PCB REAR | pcb rear panel E-5500 voltage | PV | 0 | 99999
4.01.208 | [PCB REAR | pcb rear panel E-5500 American | PV | 0 | 99999
4.01.209 | [PCB KEYBOAR | pcb keyboard E-6000 | PV |  | 71203
4.01.210 | [PCB DISPLAY | pcb keyboard/display E-6000 | PV |  | 71203
4.01.211 | [PCB MFC EUR | pcb MFC Euro 5V C-type | PV |  | 71203
4.01.212 | [PCB MOTHER | pcb motherboard E-7001 | PV | 0 | 99999
4.01.213 | [PCB MFC | pcb MFC Euro Elflo | PV |  | 71203
4.01.214 | [PCB MFC | pcb MFC Euro Keller | PV |  | 71203
4.01.215 | [PCB MFC | pcb MFC Euro City | PV |  | 71203
4.01.216 | [PCB MFC EUR | pcb MFC Euro 5V D-type | PV | 0 | 99999
4.01.217 | [PCB I/O | pcb I/O-board E-6000 | PV | 0 | 99999
4.01.218 | [PCB MFM COM | pcb MFM/MFC COMBI-FLOW | PV |  | 71203
4.01.219 | [PCB MFC COM | pcb MFC COMBI-FLOW | PV |  | 71203
4.01.220 | [PCB LIQUID | pcb MFM liquid Industrial | PV |  | 71203
4.01.221 | [PCB A-MODUL | pcb A-module | PV |  | 71203
4.01.222 | [PCB MFM IND | pcb MFM Industrial 5V C-type | PV |  | 71203
4.01.223 | [PCB MFM EUR | pcb MFM Euro 5V C-type | PV |  | 71203
4.01.224 | [PCB MFC AME | pcb MFC American 5V C-type | PV |  | 71203
4.01.225 | [PCB MFC AME | pcb MFC American 5V D-type | PV | 0 | 99999
4.01.226 | [PCB LIQUID | pcb MFC Euro liquid | PV |  | 71203
4.01.227 | [PCB MFC IND | pcb MFC Industrial 5V C-type | PV |  | 71203
4.01.228 | [PCB MFC IND | pcb MFC Industrial 5V D-type | PV | 0 | 99999
4.01.229 | [PCB MFM EUR | pcb MFM Euro 5V D-type | PV | 0 | 99999
4.01.230 | [PCB MFM IND | pcb MFM Industrial 5V D-type | PV | 0 | 99999
4.01.231 | [PCB C30 | pcb C30-module | PV |  | 71203
4.01.232 | [PCB TUBECAL | pcb ID/safety tubecal | PV |  | 71203
4.01.233 | [PCB TUBECAL | pcb sensor FPP upper part | PV | 0 | 99999
4.01.234 | [PCB TUBECAL | pcb rear panel tubecal | PV |  | 71203
4.01.235 | [PCB TUBECAL | pcb motherboard tubecal | PV |  | 71203
4.01.236 | [PCB REAR | pcb rear panel E-5115/5315-FA | PV | 0 | 99999
4.01.237 | [PCB REAR | pcb rear panel E-5115/5315-FC | PV | 0 | 99999
4.01.238 | [PCB SINGLE | pcb single channel MFM/EPT | PV |  | 71203
4.01.239 | [PCB LIQUI | pcb MFM/MFC LIQUI-FLOW | PV |  | 71203
4.01.240 | [PCB KEYBOAR | pcb keyboard E-6000 | PV |  | 72010
4.01.241 | [PCB LIQUID | pcb MFM liquid Industrial | PV |  | 71203
4.01.242 | [PCB MFC IND | pcb MFC Industrial digital | PV |  | 71203
4.01.244 | [PCB MFC | pcb MFC ext.shut-off D-type | PV
4.01.245 | [PCB EPT/EPC | pcb modular EPT/EPC | PV |  | 71203
4.01.246 | [PCB CONTROL | pcb controller 4-20mA | PV |  | 71203
4.01.248 | [PCB CALSYS | pcb manual operation calsys | PV |  | 71203
4.01.249 | [PCB CONN L1 | pcb interconnection L1 | PV | 0 | 71634
4.01.250 | [PCB MFC | pcb MFC Euro Metco | PV |  | 71203
4.01.251 | [PCB MFC | pcb MFC Euro FLOW-BUS | PV |  | 71203
4.01.252 | [PCB I-ADAPT | pcb I-adapter | PV |  | 71203
4.01.253 | [PCB DC/DC | pcb 24V to 15V adapter | PV |  | 71203
4.01.255 | [PCB TUBECAL | pcb Tubecal3 ID/safety all ref | PV |  | 71203
4.01.257 | [PCB MFC EUR | pcb MFC Euro 24V current outp. | PV |  | 71203
4.01.259 | [PCB SUPPLY | pcb power supply E-7000 | PV |  | 71203
4.01.260 | [PCB LIQUID | pcb MFC Industrial liquid | PV |  | 71203
4.01.262 | [PCB LIQUID | pcb MFC liquid Novellus | PV |  | 71203
4.01.263 | [PCB ADAPTER | pcb adapter Fisons | PV |  | 71203
4.01.266 | [PCB MFC EUR | pcb MFC Euro D-type | PV | 0 | 99999
4.01.267 | [PCB LIQUID | pcb MFC Euro liquid | PV |  | 71203
4.01.268 | [PCB LIQUID | pcb MFC Euro liquid Novellus | PV |  | 71203
4.01.269 | [PCB MFC | pcb MFC 24V C-type | PV |  | 71203
4.01.270 | [PCB MFC | pcb MFC 24V D-type | PV | 0 | 99999
4.01.271 | [PCB MFC | pcb MFC American C-type | PV |  | 71203
4.01.272 | [PCB MFC | pcb MFC American D-type | PV |  | 71203
4.01.276 | [PCB MFC AME | pcb MFC American | PV |  | 71203
4.01.278 | [PCB MFM EUR | pcb MFM Euro D-type | PV | 0 | 99999
4.01.279 | [PCB MFC IND | pcb MFC Industrial D-type | PV | 0 | 99999
4.01.280 | [PCB MFCIND3 | pcb MFC Ind. C-type 4-20mA n.c | PV
4.01.281 | [PCB L0 | pcb L0 measuring part | PV |  | 71203
4.01.282 | [PCB L0 | pcb L0 controller part | PV |  | 71203
4.01.283 | [PCB FILTER | pcb EMC filter | PV |  | 71203
4.01.284 | [PCB MFM COM | pcb MFM/MFC COMBI-FLOW | PV |  | 71841
4.01.286 | [PCB TPC-3 | pcb TPC-3 card for IBM ISA-bus | PV |  | 72010
4.01.287 | [PCB MFC | pcb MFC ext.shut-off C-type | PV |  | 71203
4.01.289 | [PCB REAR | pcb rear panel E-7002 current | PV | 0 | 71203
4.01.290 | [PCB MFM IND | pcb MFM Ind. C-type 4-20mA | PV
4.01.291 | [PCB MFM IND | pcb MFM Industrial D-type | PV | 0 | 99999
4.01.292 | [PCB TUBECAL | pcb sensor FPP lower part | PV | 0 | 99999
4.01.293 | [PCB RS232 | pcb RS232/FLOW-BUS converter | PV |  | 71203
4.01.294 | [PCB REAR | pcb rear panel E-7002 voltage | PV | 0 | 71203
4.01.295 | [PCB L0 | pcb L0 | PV |  | 71203
4.01.298 | [PCB MFM | pcb MFM low cost 24V | PV |  | 71203
4.01.299 | [PCB C10 | pcb C10-module Ex-proof | PV |  | 71203
4.01.300 | [PCB CRISTMF | pcb Crista MFM 'Astro Spas' | PV | 0 | 71203
4.01.302 | [PCB FBC EUR | pcb FBC Euro FLOWBUS II C-type | PV | 0 | 71203
4.01.303 | [PCB FBC EUR | pcb FBC Euro FLOWBUS II D-type | PV | 0 | 99999
4.01.304 | [PCB EPC EUR | pcb EPC Euro FLOW-BUS II | PV | 0 | 99999
4.01.305 | [PCB UP-MODU | pcb µP-module II | PV
4.01.307 | [PCB L30 | pcb L30 | PV
4.01.308 | [PCB S9 | pcb S9 KWU | PV |  | 71203
4.01.309 | [PCB CONVERT | pcb SUB9D to RJ45 converter | PV | 0 | 99999
4.01.312 | [PCB D-6200 | M+W pcb D-6200 | PV |  | 71203
4.01.315 | [PCB LOFLOW | pcb MFC Euro LOFLOW/Novellus | PV |  | 71203
4.01.316 | [PCB LOFLOW | pcb MFC Euro Novellus | PV |  | 71203
4.01.319 | [PCB MFC | pcb modular MFC D-type | PV | 0 | 99999
4.01.321 | [PCB CONVERT | pcb Euro FLOW-BUS Ind. conv. | PV |  | 71203
4.01.324 | [PCB D99 | pcb D99 module | PV |  | 71203
4.01.325 | [PCB LIQUI | pcb LIQUI-FLOW converter | PV |  | 70616
4.01.326 | [PCB CONVERT | pcb converter SO-8/DIL8 | PV | 0 | 99999
4.01.327 | [PCB CONVERT | pcb converter SO-14/DIL14 | PV | 0 | 99999
4.01.328 | [PCB CONVERT | pcb converter SO-16/DIL16 | PV | 0 | 99999
4.01.329 | [PCB INTERFA | pcb PROFI-/FLOW-BUS interface | PV | 0 | 71841
4.01.336 | [PCB TEST LA | pcb test meas. part LA sensor | PV |  | 71203
4.01.337 | [PCB MFC LA | pcb MFC LA | PV |  | 71203
4.01.343 | [PCB MBC1 | pcb Euro MBC-I voltage C-type | PV
4.01.346 | [PCB MFCIND3 | pcb MFC Ind. C-type 0-5V n.c. | PV | 0 | 71203
4.01.347 | [PCB MFM IND | pcb MFM Ind. C-type 0-5V | PV | 0 | 71203
4.01.348 | [PCB INTERFA | pcb FLOW-BUS interface RJ45 | PV
4.01.349 | [PCB INTERFA | pcb PROFIBUS interface DB9 | PV |  | 70727
4.01.350 | [PCB INTERFA | pcb DeviceNet interface M12 | PV |  | 70727
4.01.351 | [PCB TEST | pcb internal test equipment | PV |  | 71203
4.01.352 | [PCB MFM IND | pcb MFM Ind. IV C-type 4-20mA | PV |  | 70727
4.01.353 | [PCB MFM IND | pcb MFM Ind. IV D-type | PV | 0 | 99999
4.01.354 | [PCB MFM IND | pcb MFM Ind. IV C-type 0-5V | PV |  | 99999
4.01.355 | [PCB MFC IND | pcb MFC Ind. IV C 4-20mA | PV
4.01.356 | [PCB MFC IND | pcb MFC Ind. IV D-type | PV | 0 | 99999
4.01.357 | [PCB MFC IND | pcb MFC Ind. IV C 0-5V | PV |  | 99999
4.01.361 | [PCB FBC2 | pcb Euro FBC-II 15V nc I C-typ | PV | 0
4.01.362 | [PCB MBC1 | pcb Euro MBC-I current C-type | PV |  | 70727
4.01.363 | [PCB MBC1 | pcb Euro MBC-I D-type | PV | 0 | 99999
4.01.365 | [PCB MEASURE | measure pcb Sulzer | PV |  | 99999
4.01.366 | [PCB OEM2 | pcb OEM II pressure voltage | PV |  | 71841
4.01.367 | [PCB OEM2 | pcb OEM II pressure current | PV |  | 99999
4.01.371 | [PCB THERMO | pcb thermometer 0-100C | PV
4.01.375 | [PCB MBC1 | pcb Euro MBC-I pressure | PV |  | 99999
4.01.378 | [PCB MINIFLO | pcb miniflow sensor | PV | 0
4.01.380 | [PCB LA | pcb LA Low - Flow | PV |  | 71841
4.01.381 | [PCB HOT WIR | pcb hot wire | PV
4.01.383 | [PCB HOT WIR | pcb bridge MBC hot wire | PV |  | 71331
4.01.384 | [PCB INTERFA | pcb PROFIBUS interface M12 | PV |  | 70727
4.01.386 | [PCB LA | pcb LA low-flow linearisation | PV |  | 71841
4.01.387 | [PCB MBC GAL | pcb bridge MBC Gala | PV |  | 71841
4.01.389 | [PCB MBC1 | pcb Euro MBC-I current 2 wind. | PV |  | 70727
4.01.391 | [PCB MBC2 | M+W pcb hot wire MBC-II | PV |  | 70727
4.01.396 | [PCB MBC2 | pcb Euro MBC-II current 2 wind | PV |  | 70727
4.01.397 | [PCB MBC GAL | pcb bridge Gala top L10/L20 | PV
4.01.399 | [PCB MICRO | pcb main Micro EPC | PV
4.01.400 | [PCB MICRO | pcb front-end chip flowsensor | PV |  | 70543
4.01.401 | [PCB MICRO | pcb frontend press sens scc100 | PV
4.01.404 | [PCB MBC2 | pcb Euro MBC-II voltage 2 wind | PV |  | 70727
4.01.408 | [PCB ATEX | pcb M12 ATEX transient protect | PV
4.01.410 | [PCB D-6200 | M+W pcb D-6200 MFM/MFC digital | PV |  | 70727
4.01.413 | [PCB MICRO | pcb micropump | PV |  | 70616
4.01.418 | [PCB CHIPFLO | pcb low cost chip flow | PV |  | 0
4.01.424 | [PCB CHIPFLO | pcb battery chip flow | PV |  | 0
4.01.425 | [PCB CHIPFLO | pcb modular chipflow | PV |  | 70543
4.01.431 | [PCB INTERFA | pcb PROFIBUS interface DB9 rs | PV |  | 70727
4.01.437 | [PCB IQ+ | pcb IQ+ entry board | PV
4.01.438 | [PCB IQ+ | pcb IQ+ 3-fold I/O board | PV |  | 70543
4.01.439 | [PCB IQ+ | pcb IQ+ flowsensor | PV
4.01.441 | [PCB MICRO | pcb main Micro DMFC/DEPC 0-10V | PV |  | 70727
4.01.443 | [PCB | pcb 85-265 Vac to 12Vdc | PV
4.01.446 | [PCB | pcb 9-14V to 3.3V,1A | PV
4.01.447 | [PCB | pcb 12V to 15V,1A | PV
4.01.448 | [PCB | pcb 12V to 5V,1A | PV |  | 70727
4.01.449 | [PCB | pcb USB RS232 interface | PV
4.01.452 | [PCB INTERFA | pcb Flownet Interface RJ45 | PV |  | 70727
4.01.458 | [PCB CORI | pcb mini CORI-FLOW M12 opto | PV |  | 70727
4.01.459 | [PCB | pcb universal contr. APP/GCR | PV
4.01.460 | [PCB | pcb sensor/actuators APP | PV |  | 70727
4.01.461 | [PCB | pcb sensor/actuators GCR | PV
4.01.462 | [PCB | pcb CEM powerunit | PV
4.01.469 | [PCB IQ++ | pcb IQ++ | PV
4.01.474 | [PCB ETHERCA | pcb EtherCAT interconn. cable | PV |  | 70536
4.01.475 | [PCB MBC2 | pcb CTA MBC-II gala U | PV |  | 70727
4.01.476 | [PCB MBC2 | pcb CTA MBC-II probe U | PV |  | 70727
4.01.478 | [PCB MBC2 | pcb CTA MBC-II gala-70S U | PV |  | 70727
4.01.480 | [PCB MBC2 | pcb CTA MBC-II gala I | PV |  | 70727
4.01.482 | [PCB MBC2 | pcb CTA MBC-II gala-70S I | PV
4.01.485 | [PCB | pcb IQ+ ICS 85U | PV |  | 70727
4.01.487 | [PCB M15 | pcb CORI-FLOW M15 opto | PV
4.01.491 | [PCB IQM | pcb IQM shut-off | PV
4.01.493 | [PCB RJ45 | pcb RJ45 to Datamate | PV |  | 71841
4.01.509 | [PCB BENCH | pcb testbench switch | PV
4.01.511 | [PCB M1X | pcb M1x opto transmitter | PV
4.01.512 | [PCB M1X | pcb M1x opto receiver | PV
4.01.539 | [PCB PIËZO | pcb piëzo switch | PV
4.01.540 | [PCB IQ+ | pcb IQ+ press. PSC618 | PV
4.01.556 | [PCB PID | pcb PID MBC3c EX-Proof | PV
4.02.001 | [CAPILLARY | capillary 60mm | PV |  | 70813
4.02.002 | [CAPILLARY | capillary 100mm | PV |  | 70813
4.02.003 | [CAPILLARY | capillary 0.9x0.8x60mm 150bar | PV |  | 70813
4.02.004 | [CAPILLARY | capillary 0.9x0.8x60mm 150bar | PV |  | 70813
4.02.005 | [CAPILLARY | capillary 1.2x0.8x60mm 400bar | PV |  | 70813
4.02.006 | [CAPILLARY | capillary 1.2x0.8x60mm 400bar | PV |  | 70813
4.02.007 | [CAPILLARY | capillary 0.3x0.2x85mm | PV |  | 70813
4.02.008 | [CAPILLARY | capillary 1.0x0.8x60mm 300bar | PV |  | 70813
4.02.009 | [CAPILLARY | capillary 1.0x0.8x60mm 300bar | PV |  | 70813
4.02.010 | [CAPILLARY | capillary 0.3x0.2x60mm 400bar | PV |  | 70813
4.02.011 | [CAPILLARY | capillary 1.0x0.8x60mm 300bar | PV |  | 70813
4.02.012 | [CAPILLARY | capillary 1.2x0.8x60mm 400bar | PV |  | 70813
4.02.013 | [CAPILLARY | capillary 1.2x0.8x60mm 400bar | PV |  | 70813
4.02.014 | [CAPILLARY | capillary 1.2x0.8x60mm 400bar | PV |  | 70813
4.02.015 | [CAPILLARY | capillary 0.3x0.2x60mm 400bar | PV |  | 70813
4.02.016 | [CAPILLARY | capillary 0.8x0.25mm Ex-proof | PV |  | 70813
4.02.017 | [CAPILLARY | capillary 1.0x0.8x60mm 300bar | PV |  | 70813
4.02.018 | [CAPILLARY | capillary 0.8x0.25mm met.seal | PV |  | 70813
4.02.019 | [CAPILLARY | capillary 0.65x0.25x40 1600bar | PV |  | 70813
4.02.020 | [CAPILLARY | capillary 1.0x0.8x60mm liquid | PV |  | 70813
4.02.021 | [CAPILLARY | capillary COMBI-FLOW | PV |  | 70813
4.02.022 | [SENSOR LIQU | thermopile sensor A-type liqui | PV |  | 70813
4.02.023 | [CAPILLARY | capillary 0.3x0.2mm | PV |  | 70813
4.02.024 | [SENSOR LIQU | thermopile sensor C-type liqui | PV |  | 70813
4.02.025 | [SENSOR LIQU | thermopile sensor C-type liqui | PV |  | 70813
4.02.026 | [CAPILLARY | capillary 0.8x0.25mm Ex-proof | PV |  | 70813
4.02.028 | [SENSOR L2 | thermopile sensor L2 | PV | 0 | 99999
4.02.029 | [SENSOR L1 | thermopile sensor L1 | PV | 0 | 99999
4.02.031 | [CAPILLARY | capillary COMBI-FLOW | PV |  | 70813
4.02.033 | [CAPILLARY | capillary C-type metal seal | PV |  | 70813
4.02.036 | [SENSOR L2Z | thermopile sensor L2Z | PV | 0 | 99999
4.03.001 | [CASE 0030 | Coolpac case E-0030 | PV |  | 71604
4.03.002 | [CASE 1040 | Coolpac case E-1040 | PV |  | 71604
4.03.003 | [CASE 1041 | Coolpac case E-1041 | PV |  | 71604
4.03.004 | [CASE 0030 | Coolpac case E-0030 | PV |  | 71604
4.03.005 | [CASE 0030 | Coolpac case E-0030 | PV |  | 71604
4.03.006 | [CASE 1050 | Coolpac case E-1050 | PV |  | 71604
4.03.007 | [CASE 1040 | Coolpac case E-1040 | PV |  | 71604
4.03.008 | [CASE 0010 | Coolpac case E-0010 | PV |  | 71604
4.04.001 | [DRAWING | power supply sensor pcb | NONE
4.04.002 | [DRAWING | control sensor pcb | NONE
4.04.003 | [DRAWING | amplifier sensor pcb | NONE
4.04.004 | [DRAWING | pcb flowmeter | NONE
4.04.005 | [DRAWING | power supply flowcontroller | NONE
4.04.006 | [DRAWING | USA Flowcontroller old | NONE
4.04.007 | [DRAWING | Flow meter/controller old | NONE
4.04.008 | [DRAWING | Flow meter/controller III old | NONE
4.04.009 | [PARTLIST | USA MFC | NONE
4.04.010 | [PARTLIST | BHT MFC III | NONE
4.04.011 | [DRAWING | Connection Diagram | NONE
4.04.012 | [ | not used | NONE
4.04.013 | [DRAWING | Alarm circuit | NONE
4.04.014 | [DRAWING | Diagram EXPROOF Flowmeter | NONE
4.04.015 | [DRAWING | Connect.diagram EXPROOF Flowme | NONE
4.04.016 | [DRAWING | Wiringdiagram Servo controller | NONE
4.04.017 | [DRAWING | Wiringplan E0030 0-20 mA | NONE
4.04.018 | [DRAWING | Servo controller | NONE
4.04.019 | [PARTLIST | Servo controller | NONE
4.04.020 | [PARTLIST | EXPROOF meter | NONE
4.04.021 | [DRAWING | power supply EURO card | NONE
4.04.022 | [DRAWING | Voltage-Frequency converter | NONE
4.04.023 | [DRAWING | Add/Subtract circuit | NONE
4.04.024 | [DRAWING | Volt-curr conv pcb 1.11.003 | NONE
4.04.025 | [DRAWING | Curr-volt conv pcb 1.11.003 | NONE
4.04.026 | [DRAWING | PI controller | NONE
4.04.027 | [DRAWING | Voltage source | NONE
4.04.028 | [DRAWING | General purpose amplifier | NONE
4.04.029 | [DRAWING | Volt-curr conv pcb 1.11.004 | NONE
4.04.030 | [DRAWING | Curr-volt conv pcb 1.11.004 | NONE
4.04.031 | [DRAWING | Soft start slow control | NONE
4.04.032 | [PARTLIST | power supply EURO card | NONE
4.04.033 | [PARTLIST | Add/subtract circuit | NONE
4.04.034 | [PARTLIST | Volt/curr conv pcb 1.11.003 | NONE
4.04.035 | [PARTLIST | Curr/volt conv pcb 1.11.003 | NONE
4.04.036 | [PARTLIST | Alarm circuit | NONE
4.04.037 | [PARTLIST | Voltage/frequency converter | NONE
4.04.038 | [PARTLIST | Volt/curr conv pcb 1.11.004 | NONE
4.04.039 | [PARTLIST | Curr/volt conv pcb 1.11.004 | NONE
4.04.040 | [PARTLIST | Voltage source | NONE
4.04.041 | [PARTLIST | General purpose amplifier | NONE
4.04.042 | [PARTLIST | adjustable amplifier | NONE
4.04.043 | [PARTLIST | PI controller | NONE
4.04.044 | [PARTLIST | Soft start slow control | NONE
4.04.045 | [DRAWING | Conn diagram EURO rack | NONE
4.04.046 | [DRAWING | Conn diagram 5x MFC | NONE
4.04.047 | [DRAWING | Conn diagram Servo control | NONE
4.04.048 | [DRAWING | Conn diagram MFC | NONE
4.04.049 | [DRAWING | Wiringdiagram E9901 | NONE
4.04.050 | [DRAWING | Wiringdiagram E9991 | NONE
4.04.051 | [DRAWING | Modification DVM 5V->1999 | NONE
4.04.052 | [DRAWING | adj procedure servocontrol | NONE
4.04.053 | [DRAWING | Con diagram printconnectorside | NONE
4.04.054 | [DRAWING | Conn diagram Flowmetercontrol | NONE
4.04.055 | [DRAWING | Pressure Controller | NONE
4.04.056 | [PARTLIST | Pressure Controller | NONE
4.04.057 | [DRAWING | Conn diagram pcb 1.11.004 | NONE
4.04.058 | [DRAWING | Conn diagram Min/Max alarm pcb | NONE
4.04.059 | [DRAWING | Conn diagram DVM PM 826 | NONE
4.04.060 | [DRAWING | Conn diagram 2x min alarm pcb | NONE
4.04.061 | [DRAWING | Wiringplan E1040 | NONE
4.04.062 | [DRAWING | Wiringplan E0030 | NONE
4.04.063 | [DRAWING | Wiringdiagram 2xMFC + Blending | NONE
4.04.064 | [DRAWING | Conn diagram F100E Series | NONE
4.04.065 | [DRAWING | S-Board D-module | NONE
4.04.066 | [DRAWING | P module | NONE
4.04.067 | [DRAWING | A module | NONE
4.04.068 | [DRAWING | T module | NONE
4.04.069 | [DRAWING | C module | NONE
4.04.070 | [PARTLIST | S-board 4x U/I converter | NONE
4.04.071 | [PARTLIST | P module | NONE
4.04.072 | [PARTLIST | A module | NONE
4.04.073 | [PARTLIST | T module 2 channel | NONE
4.04.074 | [PARTLIST | C module | NONE
4.04.075 | [DRAWING | Interconn diagram 19" A system | NONE
4.04.076 | [DRAWING | interconn diagram 19" ABsystem | NONE
4.04.077 | [ | Wiringdiagram rear panel 19"AB | NONE
4.04.078 | [DRAWING | cable conn 20p BHT-Brooks | NONE
4.04.079 | [DRAWING | Conn diagram EURO rack | NONE
4.04.080 | [DRAWING | lay-out pcb pressure control | NONE
4.04.081 | [DRAWING | lay-out pcb Euro | NONE
4.04.082 | [DRAWING | Conn diagram F100E 0-10 Vdc | NONE
4.04.083 | [DRAWING | Conn diagram Servo controlller | NONE
4.04.084 | [DRAWING | Conn diagram F100E 0-5Vdc | NONE
4.04.085 | [DRAWING | Conn diagram MFM 0-20 mA | NONE
4.04.086 | [DRAWING | Conn diagram MFM 4-20 mA | NONE
4.04.087 | [DRAWING | Conn diagram MFM 0-10 Vdc | NONE
4.04.088 | [DRAWING | Conn diagram DVM PM 826 110Vac | NONE
4.04.089 | [DRAWING | Conn diagram U/F Converter | NONE
4.04.090 | [DRAWING | Conn diagram Euro F114 + F003 | NONE
4.04.091 | [ | not used | NONE
4.04.092 | [ | not used | NONE
4.04.093 | [ | not used | NONE
4.04.094 | [ | not used | NONE
4.04.095 | [ | not used | NONE
4.04.096 | [ | not used | NONE
4.04.097 | [ | not used | NONE
4.04.098 | [ | not used | NONE
4.04.099 | [ | not used | NONE
4.04.100 | [DRAWING | Conn diagr EUR rack IDM 4-20mA | NONE
4.04.101 | [DRAWING | Conn diagram EUR rack 110Vac | NONE
4.04.102 | [DRAWING | InterConn diagr 19" Ext A-syst | NONE
4.04.103 | [DRAWING | Voltage source E5500 system | NONE
4.04.104 | [DRAWING | Conn D101 module 10V version | NONE
4.04.105 | [DRAWING | Wiring diagr E55N1 EA/EB/TA | NONE
4.04.106 | [DRAWING | Wiring diagr E55N2 EA/EB/TA | NONE
4.04.107 | [DRAWING | Wiring diagr E55N3 EA/EB | NONE
4.04.108 | [DRAWING | Wiring diagr E55N4 EA/EB | NONE
4.04.109 | [DRAWING | Wiring diagr E55N1 EC/ED | NONE
4.04.110 | [DRAWING | Wiring diagr E55N2 EC/ED | NONE
4.04.111 | [DRAWING | Wiring diagr E55N3 TA | NONE
4.04.112 | [DRAWING | Wiring diagr E55N4 TA | NONE
4.04.113 | [DRAWING | Flow/meter controller LEYBOLD | NONE
4.04.114 | [PARTLIST | Partlist 4.04.113 5V | NONE
4.04.115 | [PARTLIST | Partlist 4.04.113 10V | NONE
4.04.116 | [DRAWING | Conn diagr Pow supply Linpac20 | NONE
4.04.117 | [DRAWING | Connection rear panel E5500 | NONE
4.04.118 | [DRAWING | Delay circuit KP011 | NONE
4.04.119 | [PARTLIST | Partlist Delay circuit KP011 | NONE
4.04.120 | [DRAWING | Preamplifier | NONE
4.04.121 | [PARTLIST | Preamplifier | NONE
4.04.122 | [DRAWING | Con diagr soft start/slow cont | NONE
4.04.123 | [PARTLIST | Flow meter/controller 5V | NONE
4.04.124 | [PARTLIST | flow meter/controller 10V | NONE
4.04.125 | [PARTLIST | E-5500 serie | NONE
4.04.126 | [DRAWING | Calibration tube controller | NONE
4.04.127 | [PARTLIST | Calibration tube controller | NONE
4.04.128 | [PARTLIST | E-5100/5400 serie | NONE
4.04.129 | [PARTLIST | Matrix 55X1 | NONE
4.04.130 | [PARTLIST | Matrix 55X2 | NONE
4.04.131 | [PARTLIST | Matrix 55X3 | NONE
4.04.132 | [PARTLIST | Matrix 55X4 | NONE
4.04.133 | [PARTLIST | Matrix E-5100/5400 | NONE
4.04.134 | [PARTLIST | Rear panel E5000 mA in-output | NONE
4.04.135 | [DRAWING | Rear panel E5000 mA in-output | NONE
4.04.136 | [DRAWING | Rear panel E5500 EC/ED | NONE
4.04.137 | [PARTLIST | Rear panel E5500 EC/ED | NONE
4.04.138 | [DRAWING | lay-out MFM/MFC 5V LH | NONE
4.04.139 | [DRAWING | lay-out MFM/MFC 10V LH | NONE
4.04.140 | [DRAWING | lay-out MFM/MFC 5V std. | NONE
4.04.141 | [DRAWING | lay-out MFM/MFC 10V std. | NONE
4.04.142 | [PARTLIST | P0 module | NONE
4.04.143 | [PARTLIST | P1 module | NONE
4.04.144 | [PARTLIST | P2 module | NONE
4.04.145 | [PARTLIST | A0 module | NONE
4.04.146 | [PARTLIST | A1 module | NONE
4.04.147 | [PARTLIST | A2 module | NONE
4.04.148 | [PARTLIST | D0 module | NONE
4.04.149 | [PARTLIST | D1 module | NONE
4.04.150 | [PARTLIST | D2 module | NONE
4.04.151 | [PARTLIST | D5 module | NONE
4.04.152 | [PARTLIST | T0 module | NONE
4.04.153 | [PARTLIST | T10 module | NONE
4.04.154 | [PARTLIST | T11 module | NONE
4.04.155 | [PARTLIST | T20 module | NONE
4.04.156 | [PARTLIST | T21 module | NONE
4.04.157 | [PARTLIST | T30 module | NONE
4.04.158 | [PARTLIST | T31 module | NONE
4.04.159 | [PARTLIST | T40 module | NONE
4.04.160 | [PARTLIST | T41 module | NONE
4.04.161 | [PARTLIST | T50 module | NONE
4.04.162 | [PARTLIST | T51 module | NONE
4.04.163 | [PARTLIST | T60 module | NONE
4.04.164 | [PARTLIST | T61 module | NONE
4.04.165 | [PARTLIST | cable pcb-potmeter | NONE
4.04.166 | [ | not used | NONE
4.04.167 | [ | not used | NONE
4.04.168 | [PARTLIST | T modele pcb 1 channel | NONE
4.04.169 | [DRAWING | Flow meter/controller PE 10V | NONE
4.04.170 | [DRAWING | Dual U/J converter 1.11.003 | NONE
4.04.171 | [DRAWING | Soft start/slow contr 1.11.008 | NONE
4.04.172 | [DRAWING | Conn diagr EX-proof | NONE
4.04.173 | [DRAWING | Wiring diagr intr. safe sensor | NONE
4.04.174 | [DRAWING | F115 | NONE
4.04.175 | [PARTLIST | F105 5V yellow | NONE
4.04.176 | [DRAWING | F115 Layout pcb | NONE
4.04.177 | [PARTLIST | F105 10V yellow | NONE
4.04.178 | [PARTLIST | Timer pcb calibration | NONE
4.04.179 | [DRAWING | Timer pcb calibration | NONE
4.04.180 | [PARTLIST | Buffer pcb C-64 | NONE
4.04.181 | [DRAWING | Buffer pcb C-64 | NONE
4.04.182 | [PARTLIST | Switch pcb calibration | NONE
4.04.183 | [DRAWING | Switch pcb calibration | NONE
4.04.184 | [PARTLIST | Interface pcb calibration | NONE
4.04.185 | [DRAWING | Interface pcb calibration | NONE
4.04.186 | [DRAWING | C10 module | NONE
4.04.187 | [DRAWING | P51 module | NONE
4.04.188 | [DRAWING | S2 module | NONE
4.04.189 | [DRAWING | Flow meter/controller n.c. UA | NONE
4.04.190 | [DRAWING | Jumper positions 4.01.046-049 | NONE
4.04.191 | [DRAWING | lay-out 4.01.046-049 | NONE
4.04.192 | [DRAWING | Switch positions UA | NONE
4.04.193 | [DRAWING | P42 module | NONE
4.04.194 | [DRAWING | S22 board | NONE
4.04.195 | [DRAWING | Temp. pcb Calibration | NONE
4.04.196 | [DRAWING | System discription LH | NONE
4.04.197 | [DRAWING | Rear panel A/B LH | NONE
4.04.198 | [DRAWING | Flow meter/controller PEM spec | NONE
4.04.199 | [DRAWING | Pressure controller Pem spec | NONE
4.04.200 | [DRAWING | MFC Euro SMA | NONE
4.04.201 | [DRAWING | Pressure controller SMA | NONE
4.04.202 | [ | not used | NONE
4.04.203 | [DRAWING | E5000 Power supply | NONE
4.04.204 | [DRAWING | Wiring diagram E55N3 EC/ED | NONE
4.04.205 | [DRAWING | Wiring diagram E55N4 EC/ED | NONE
4.04.206 | [DRAWING | F105 Heater | NONE
4.04.207 | [DRAWING | Keller pressure sensor correct | NONE
4.04.208 | [DRAWING | External valve adapter | NONE
4.04.209 | [DRAWING | External setpoint adapter | NONE
4.04.210 | [DRAWING | Conn diagram capillary | NONE
4.04.211 | [DRAWING | Oem Pressure Meter PM507 | NONE
4.04.212 | [DRAWING | Flow controller USA SMD | NONE
4.04.213 | [DRAWING | Flow meter/controller n.o. | NONE
4.04.214 | [DRAWING | Service module | NONE
4.04.215 | [DRAWING | LIQUI-FLOW controller SMD | NONE
4.04.216 | [DRAWING | P53 module | NONE
4.04.217 | [DRAWING | Testadaptor pcb | NONE
4.04.218 | [DRAWING | Jumper positions MFM/MFC SMD | NONE
4.04.219 | [DRAWING | Output signal response | NONE
4.04.220 | [DRAWING | Pressure controller SMA | NONE
4.04.221 | [DRAWING | Jumper pos pcb press contr SMA | NONE
4.04.222 | [DRAWING | Jumper pos UA flowcontrol SMA | NONE
4.04.223 | [DRAWING | Jumper pos LIQUI-FLOW control | NONE
4.04.224 | [DRAWING | DVM | NONE
4.04.225 | [DRAWING | Jumper pos SMA pcb | NONE
4.04.226 | [ | not used | NONE
4.04.227 | [DRAWING | Keller pressure sensor correct | NONE
4.04.228 | [DRAWING | Servo module | NONE
4.04.229 | [DRAWING | PC board tester | NONE
4.04.230 | [DRAWING | Burn in module | NONE
4.04.231 | [DRAWING | motherboard burn in module | NONE
4.04.232 | [DRAWING | Rear panel U Module system | NONE
4.04.233 | [DRAWING | Rear panel I module system | NONE
4.04.234 | [DRAWING | I/U U/I converter S6 board | NONE
4.04.235 | [DRAWING | EX proof | NONE
4.04.236 | [DRAWING | C10 SMA | NONE
4.04.237 | [DRAWING | MFM Euro SMA single supply | NONE
4.04.238 | [DRAWING | EX proof F105 | NONE
4.04.239 | [DRAWING | Jumper pos MFM Euro SMA single | NONE
4.04.240 | [DRAWING | Conn diagram DVM 1.08.007/008 | NONE
4.04.241 | [DRAWING | BOSCH module | NONE
4.04.242 | [DRAWING | MFC Industrial M and R | NONE
4.04.243 | [DRAWING | MFC Industrial count | NONE
4.04.244 | [DRAWING | MFC Industrial readout | NONE
4.04.245 | [DRAWING | MFM00ndustrial SMA | NONE
4.04.246 | [DRAWING | Rear panel E5500 4 ch U | NONE
4.04.247 | [DRAWING | Rear panel E5500 4 ch U/TA | NONE
4.04.248 | [DRAWING | Rear panel E5500 4 ch I | NONE
4.04.249 | [DRAWING | EX digitable X100 | NONE
4.04.250 | [DRAWING | DVM BHT II low cost | NONE
4.04.251 | [DRAWING | Jumper pos P507PM | NONE
4.04.252 | [DRAWING | Jumper pos MFM Industrial | NONE
4.04.253 | [DRAWING | Jumper pos MFC Indust counter | NONE
4.04.254 | [DRAWING | Jumper pos MFC Industrial | NONE
4.04.255 | [DRAWING | MFC Euro II | NONE
4.04.256 | [DRAWING | V21 module | NONE
4.04.257 | [DRAWING | V10 module | NONE
4.04.258 | [DRAWING | S99 module | NONE
4.04.259 | [DRAWING | Single channel III AC-version | NONE
4.04.260 | [DRAWING | Jumper pos single channel | NONE
4.04.261 | [DRAWING | I module | NONE
4.04.262 | [DRAWING | P module II | NONE
4.04.263 | [DRAWING | Jumper pos P module II | NONE
4.04.264 | [DRAWING | Rear panel E5500 U/I version | NONE
4.04.265 | [DRAWING | BASF 2 channel | NONE
4.04.266 | [DRAWING | U module | NONE
4.04.267 | [DRAWING | DPM 400 LASCAR DVM pcb | NONE
4.04.268 | [DRAWING | KWU S99 | NONE
4.04.269 | [DRAWING | KWU D99 | NONE
4.04.270 | [DRAWING | KWU T99-1 | NONE
4.04.271 | [DRAWING | Jumper pos KWU T99-1 | NONE
4.04.272 | [DRAWING | KWU T99-2 | NONE
4.04.273 | [DRAWING | KWU MB 19" | NONE
4.04.274 | [DRAWING | Static pcb tester | NONE
4.04.275 | [DRAWING | Active pcb tester | NONE
4.04.276 | [DRAWING | Jumper pos MFM Euro ADC | NONE
4.04.277 | [DRAWING | power supply C10 module | NONE
4.04.278 | [DRAWING | Jumper pos C10 module 24V | NONE
4.04.279 | [DRAWING | Jumper pos C10 module E5000 | NONE
4.04.280 | [DRAWING | S6 module | NONE
4.04.281 | [DRAWING | Jumper pos S6 SMA II EX proof | NONE
4.04.282 | [DRAWING | Jumper pos S6 E5000 | NONE
4.04.283 | [DRAWING | Measuring part of COMBI-FLOW | NONE
4.04.284 | [DRAWING | Controller part of COMBI-FLOW | NONE
4.04.285 | [DRAWING | rear panel single channel modu | NONE
4.04.286 | [DRAWING | Measuring of COMBI-FLOW press | NONE
4.04.287 | [DRAWING | keyboard/display module E6000 | NONE
4.04.288 | [DRAWING | Jumper pos Keyboard/display | NONE
4.04.289 | [DRAWING | AD/DA module E6000 | NONE
4.04.290 | [DRAWING | Jumper pos AD/DA module E6000 | NONE
4.04.291 | [DRAWING | keymatrix KB/D module E6000 | NONE
4.04.292 | [DRAWING | RS232 interface module E6000 | NONE
4.04.293 | [DRAWING | Jumper pos RS232 E6000 | NONE
4.04.294 | [DRAWING | Control logic motor calibrat | NONE
4.04.295 | [DRAWING | Jumper pos Rear panel E 5500 | NONE
4.04.296 | [DRAWING | Jumper pos meas part COMBIFLOW | NONE
4.04.297 | [DRAWING | Jumper pos cont part COMBIFLOW | NONE
4.04.298 | [DRAWING | motor controller calibration | NONE
4.04.299 | [DRAWING | Contr part COMBI-FLOW pressure | NONE
4.04.300 | [DRAWING | jump pos meas COMBI-FLOW ASIC | NONE
4.04.301 | [DRAWING | Jump pos contr COMBIFLOW press | NONE
4.04.302 | [DRAWING | Single channel III DC version | NONE
4.04.303 | [ | not used | NONE
4.04.304 | [DRAWING | VAW P39 module | NONE
4.04.305 | [DRAWING | power supply calibration tube | NONE
4.04.306 | [DRAWING | Read out calibration tube | NONE
4.04.307 | [DRAWING | control calibration tube | NONE
4.04.308 | [DRAWING | Measuring part of COMBI-FLOW | NONE
4.04.309 | [DRAWING | Jump pos measuring COMBI-FLOW | NONE
4.04.310 | [DRAWING | Meas part of COMBI-FLOW press | NONE
4.04.311 | [DRAWING | Jump pos meas COMBI-FLOW press | NONE
4.04.312 | [DRAWING | Medium power DC/DC converter | NONE
4.04.313 | [DRAWING | Low power DC/DC converter | NONE
4.04.314 | [DRAWING | RS232 buffer | NONE
4.04.315 | [DRAWING | MFC Euro II | NONE
4.04.316 | [PARTLIST | Single channel module p mount | NONE
4.04.317 | [PARTLIST | Single channel module 19" cass | NONE
4.04.318 | [DRAWING | Single channel module 19" | NONE
4.04.319 | [DRAWING | S6 module 24Vdc X40-X43 only | NONE
4.04.320 | [DRAWING | Jumper pos MFC II | NONE
4.04.321 | [DRAWING | 24 AC/DC power supply | NONE
4.04.322 | [DRAWING | motherboard E6000 | NONE
4.04.323 | [DRAWING | Jumper pos motherboard E6000 | NONE
4.04.324 | [DRAWING | MFC Euro Elflo | NONE
4.04.325 | [DRAWING | MFC Euro Keller | NONE
4.04.326 | [DRAWING | MFC Euro City | NONE
4.04.327 | [DRAWING | I/O module | NONE
4.04.328 | [DRAWING | Jumper pos I/O module E6000 | NONE
4.04.329 | [DRAWING | Measuring part of COMBI-FLOW | NONE
4.04.330 | [DRAWING | Controller part of COMBI-FLOW | NONE
4.04.331 | [DRAWING | Jumper pos Meas COMBI-FLOW | NONE
4.04.332 | [DRAWING | Jumper pos cont COMBI-FLOW | NONE
4.04.333 | [DRAWING | analog tube security | NONE
4.04.334 | [DRAWING | Digital tube security | NONE
4.04.335 | [DRAWING | Tube ID | NONE
4.04.336 | [DRAWING | Servo controller C31 | NONE
4.04.337 | [DRAWING | Alarm module SMA | NONE
4.04.338 | [DRAWING | Jumper pos alarm module SMA | NONE
4.04.339 | [DRAWING | MFM Industrial SMA II | NONE
4.04.340 | [DRAWING | MFM Euro SMA II | NONE
4.04.341 | [DRAWING | Jumper pos MFM Ind SMA II | NONE
4.04.342 | [DRAWING | Jumper pos MFM Euro SMA II | NONE
4.04.343 | [DRAWING | Measuring part of MFC UA | NONE
4.04.344 | [DRAWING | Jumper pos MFC UA | NONE
4.04.345 | [DRAWING | Jumper pos A module SMA | NONE
4.04.346 | [DRAWING | MFM Euro II Burn case | NONE
4.04.347 | [DRAWING | MFC Industrial SMA II | NONE
4.04.348 | [DRAWING | Jumper pos MFC Ind SMA II | NONE
4.04.349 | [DRAWING | Tester MFC/MFM SMT II pcb | NONE
4.04.350 | [DRAWING | Digital controller | NONE
4.04.351 | [DRAWING | Jumper pos digital controller | NONE
4.04.352 | [DRAWING | ID Safetyboard CALSYS3 | NONE
4.04.353 | [DRAWING | Sensor pcb TUBECAL3 | NONE
4.04.354 | [DRAWING | Rear panel controller CALSYS3 | NONE
4.04.355 | [DRAWING | motherboard CALSYS3 | NONE
4.04.356 | [DRAWING | Jumper pos ID Safetyboard CS3 | NONE
4.04.357 | [DRAWING | Read out part LFE Test unit | NONE
4.04.358 | [DRAWING | Gas consumption meter | NONE
4.04.359 | [DRAWING | BRO 6 | NONE
4.04.360 | [DRAWING | BRO 7 | NONE
4.04.361 | [DRAWING | BRO 3 | NONE
4.04.362 | [DRAWING | BRO 4 | NONE
4.04.363 | [DRAWING | BRO 8 | NONE
4.05.001 | [DRAWING | connection diagram E-0020 | NONE
4.05.002 | [DRAWING | connection motherboard cal.set | NONE
4.05.003 | [DRAWING | connection rear panel cal.set | NONE
4.05.004 | [DRAWING | tube connection panel A | NONE
4.05.005 | [DRAWING | tube connection panel B | NONE
4.05.006 | [DRAWING | connection motherboard | NONE
4.05.007 | [DRAWING | connection motherboard nr.1 | NONE
4.05.008 | [DRAWING | connection motherboard nr.3 | NONE
4.05.009 | [DRAWING | connection motherboard single | NONE
4.05.010 | [DRAWING | connection TA-connector | NONE
4.05.011 | [DRAWING | connection motherboard nr.4 | NONE
4.05.012 | [DRAWING | connection rear panel cal.set | NONE
4.06.001 | [DRAWING | conn.diagram MFC-EA | NONE
4.06.002 | [DRAWING | conn.diagram MFC-EB | NONE
4.06.003 | [DRAWING | conn.diagram MFC-EA | NONE
4.06.004 | [DRAWING | conn.diagram MFC-EB | NONE
4.06.005 | [DRAWING | conn.diagram MFC-EC | NONE
4.06.006 | [DRAWING | conn.diagram MFC-ED | NONE
4.06.007 | [DRAWING | conn.diagram MFC-EC | NONE
4.06.008 | [DRAWING | conn.diagram MFC-ED | NONE
4.06.009 | [DRAWING | conn.diagram MFC-EA | NONE
4.06.010 | [DRAWING | conn.diagram MFC-EB | NONE
4.06.011 | [DRAWING | conn.diagram MFC-EC | NONE
4.06.012 | [DRAWING | conn.diagram MFC-ED | NONE
4.06.013 | [DRAWING | conn.diagram MFM-EA | NONE
4.06.014 | [DRAWING | conn.diagram MFM-EB | NONE
4.06.015 | [DRAWING | conn.diagram MFM-EC | NONE
4.06.016 | [DRAWING | conn.diagram MFM-ED | NONE
4.06.017 | [DRAWING | conn.diagram MFM-EA + valve | NONE
4.06.018 | [DRAWING | conn.diagram MFM-EB + valve | NONE
4.06.019 | [DRAWING | conn.diagram MFM-EC + valve | NONE
4.06.020 | [DRAWING | conn.diagram MFM-ED + valve | NONE
4.06.021 | [DRAWING | conn.diagram MFM-EA + valve | NONE
4.06.022 | [DRAWING | conn.diagram MFM-EB + valve | NONE
4.06.023 | [DRAWING | conn.diagram MFM-EC + valve | NONE
4.06.024 | [DRAWING | conn.diagram MFM-ED + valve | NONE
4.06.025 | [DRAWING | conn.diagram MFC-EA | NONE
4.06.026 | [DRAWING | conn.diagram MFC-EB | NONE
4.06.027 | [DRAWING | conn.diagram MFC-EC | NONE
4.06.028 | [DRAWING | conn.diagram MFC-ED | NONE
4.06.029 | [DRAWING | conn.diagram MFM-EA | NONE
4.06.030 | [DRAWING | conn.diagram MFM-EB | NONE
4.06.031 | [DRAWING | conn.diagram MFM-EC | NONE
4.06.032 | [DRAWING | conn.diagram MFM-ED | NONE
4.06.033 | [DRAWING | conn.diagram MFM-EA | NONE
4.06.034 | [DRAWING | conn.diagram MFM-EB | NONE
4.06.035 | [DRAWING | conn.diagram MFM-EC | NONE
4.06.036 | [DRAWING | conn.diagram MFM-ED | NONE
4.06.037 | [DRAWING | conn.diagram MFM-EA | NONE
4.06.038 | [DRAWING | conn.diagram MFM-EB | NONE
4.06.039 | [DRAWING | conn.diagram MFM-EC | NONE
4.06.040 | [DRAWING | conn.diagram MFM-ED | NONE
4.06.041 | [DRAWING | conn.diagram MFM-TA | NONE
4.06.042 | [DRAWING | conn.diagram MFC-TA | NONE
4.06.043 | [DRAWING | conn.diagram MFC-TA | NONE
4.06.044 | [DRAWING | conn.diagram MFM-EA | NONE
4.06.045 | [DRAWING | conn.diagram MFM-EB | NONE
4.06.046 | [DRAWING | conn.diagram MFM-EC | NONE
4.06.047 | [DRAWING | conn.diagram MFM-ED | NONE
4.06.048 | [DRAWING | conn.diagram MFC-EA | NONE
4.06.049 | [DRAWING | conn.diagram MFC-EB | NONE
4.06.050 | [DRAWING | conn.diagram MFC-EC | NONE
4.06.051 | [DRAWING | conn.diagram MFC-ED | NONE
4.06.052 | [DRAWING | conn.diagram MFC-EA | NONE
4.06.053 | [DRAWING | conn.diagram MFC-EB | NONE
4.06.054 | [DRAWING | conn.diagram MFC-EC | NONE
4.06.055 | [DRAWING | conn.diagram MFC-ED | NONE
4.06.056 | [DRAWING | conn.diagram MFM-UA | NONE
4.06.057 | [DRAWING | conn.diagram MFM-UB | NONE
4.06.058 | [DRAWING | conn.diagram MFM-UC | NONE
4.06.059 | [DRAWING | conn.diagram MFM-UD | NONE
4.06.060 | [DRAWING | conn.diagram MFC-UA | NONE
4.06.061 | [DRAWING | conn.diagram MFC-UB | NONE
4.06.062 | [DRAWING | conn.diagram MFC-UC | NONE
4.06.063 | [DRAWING | conn.diagram MFC-UD | NONE
4.06.064 | [DRAWING | conn.diagram MFC-UA | NONE
4.06.065 | [DRAWING | conn.diagram MFC-UB | NONE
4.06.066 | [DRAWING | conn.diagram MFC-UC | NONE
4.06.067 | [DRAWING | conn.diagram MFC-UD | NONE
4.06.068 | [DRAWING | conn.diagram cable C-64 | NONE
4.06.069 | [DRAWING | conn.diagram tube/frame calibr | NONE
4.06.070 | [DRAWING | conn.diagram MFM-UA | NONE
4.06.071 | [DRAWING | conn.diagram MFM-UB | NONE
4.06.072 | [DRAWING | conn.diagram MFM-UC | NONE
4.06.073 | [DRAWING | conn.diagram MFM-UD | NONE
4.06.074 | [DRAWING | conn.diagram MFC-UA | NONE
4.06.075 | [DRAWING | conn.diagram MFC-UB | NONE
4.06.076 | [DRAWING | conn.diagram MFC-UC | NONE
4.06.077 | [DRAWING | conn.diagram MFC-UD | NONE
4.06.078 | [DRAWING | conn.diagram MFC-UA | NONE
4.06.079 | [DRAWING | conn.diagram MFC-UB | NONE
4.06.080 | [DRAWING | conn.diagram MFC-UC | NONE
4.06.081 | [DRAWING | conn.diagram MFC-UD | NONE
4.06.082 | [DRAWING | conn.diagram F-105 + heater | NONE
4.06.083 | [DRAWING | conn.diagram MFM Ex-proof | NONE
4.06.084 | [DRAWING | conn.diagram MFM-FA Industrial | NONE
4.06.085 | [DRAWING | conn.diagram MFM-FB Industrial | NONE
4.06.086 | [DRAWING | conn.diagram MFM-FC Industrial | NONE
4.06.087 | [DRAWING | conn.diagram MFM-FD Industrial | NONE
4.06.088 | [DRAWING | conn.diagram MFM-FA Euro | NONE
4.06.089 | [DRAWING | conn.diagram MFM-FB Euro | NONE
4.06.090 | [DRAWING | conn.diagram MFM-FC Euro | NONE
4.06.091 | [DRAWING | conn.diagram MFM-FD Euro | NONE
4.06.092 | [DRAWING | conn.diagram MFC-FA Industrial | NONE
4.06.093 | [DRAWING | conn.diagram MFC-FB Industrial | NONE
4.06.094 | [DRAWING | conn.diagram MFC-FC Industrial | NONE
4.06.095 | [DRAWING | conn.diagram MFC-FD Industrial | NONE
4.06.096 | [DRAWING | conn.diagram MFC-FA Industrial | NONE
4.06.097 | [DRAWING | conn.diagram MFC-FB Industrial | NONE
4.06.098 | [DRAWING | conn.diagram MFC-FC Industrial | NONE
4.06.099 | [DRAWING | conn.diagram MFC-FD Industrial | NONE
4.06.100 | [DRAWING | conn.diagram EPT-FA | NONE
4.06.101 | [DRAWING | conn.diagram EPT-FB | NONE
4.06.102 | [DRAWING | conn.diagram EPT-FC | NONE
4.06.103 | [DRAWING | conn.diagram EPT-FD | NONE
4.06.104 | [DRAWING | conn.diagram MFC/EPC-FA | NONE
4.06.105 | [DRAWING | conn.diagram MFC/EPC-FB | NONE
4.06.106 | [DRAWING | conn.diagram MFC/EPC-FC | NONE
4.06.107 | [DRAWING | conn.diagram MFC/EPC-FD | NONE
4.06.108 | [DRAWING | conn.diagram MFC/EPC-FA | NONE
4.06.109 | [DRAWING | conn.diagram MFC/EPC-FB | NONE
4.06.110 | [DRAWING | conn.diagram MFC/EPC-FC | NONE
4.06.111 | [DRAWING | conn.diagram MFC/EPC-FD | NONE
4.06.112 | [DRAWING | conn.diagram MFC-FA Industrial | NONE
4.06.113 | [DRAWING | conn.diagram MFC-FB Industrial | NONE
4.06.114 | [DRAWING | conn.diagram MFC-FC Industrial | NONE
4.06.115 | [DRAWING | conn.diagram MFC-FD Industrial | NONE
4.06.116 | [DRAWING | conn.diagram BASF-module | NONE
4.06.117 | [DRAWING | conn.diagram Brey pump AC | NONE
4.06.118 | [DRAWING | conn.diagram digital voltmeter | NONE
4.06.119 | [DRAWING | conn.diagram Brey pump DC | NONE
4.06.120 | [DRAWING | block diagram MFC Euro English | NONE
4.06.121 | [DRAWING | block diagram MFC Euro German | NONE
4.06.122 | [DRAWING | block diagram MFC American | NONE
4.06.123 | [DRAWING | block diagram MFC Euro part 1 | NONE
4.06.124 | [DRAWING | block diagram MFC Euro part 2 | NONE
4.06.125 | [DRAWING | conn.diagram 8-pin conn. liqui | NONE
4.06.126 | [DRAWING | block diagram MFC LIQUI-FLOW | NONE
4.06.127 | [DRAWING | conn.diagram 8-pin conn. liqui | NONE
4.07.001 | [CABLE FLAT | flatcableassy 26-pin | PV |  | 70901
4.07.002 | [CABLE FLAT | flatcableassy 20-pin | PV |  | 70901
4.07.003 | [CABLE SUPPL | supply cable red | PV |  | 71810
4.07.004 | [CABLE SUPPL | supply cable white | PV |  | 71810
4.07.005 | [CABLE SUPPL | supply cable green | PV |  | 71810
4.07.006 | [CABLE SUPPL | supply cable yellow | PV |  | 71810
4.07.007 | [CABLE SUPPL | supply cable blue | PV |  | 71810
4.07.008 | [CABLE SUPPL | supply cable orange | PV |  | 71810
4.07.009 | [CABLE D2 | interconnection cable D2 | PV |  | 70901
4.07.010 | [CABLE SIGNA | link | PV |  | 71810
4.07.011 | [CABLE D1 | interconnection cable D1 | PV |  | 70901
4.07.012 | [CABLE SIGNA | cable potmeter pcb | PV |  | 71810
4.07.013 | [CABLE D5 | interconnection cable D5 | PV |  | 70901
4.07.014 | [CABLE COUNT | cable counter-pcb red | PV | 0 | 99999
4.07.015 | [CABLE COUNT | cable counter-pcb black | PV | 0 | 99999
4.07.016 | [CABLE ASSY | cable assy red | PV | 0 | 99999
4.07.017 | [CABLE ASSY | cable assy black | PV | 0 | 99999
4.07.018 | [CABLE D6 | interconnection cable D6 | PV |  | 70901
4.07.019 | [CABLE MAINS | single mains connection | PV |  | 71203
4.07.020 | [CABLE MAINS | dual mains connection | PV |  | 71203
4.07.022 | [CABLE FLAT | flatcable 15-pin D-connector | PV |  | 70901
4.07.023 | [CABLE FLAT | flatcable 25-pin D-connector | PV |  | 70901
4.07.024 | [CABLE SUPPL | supply cable brown | PV |  | 71810
4.07.025 | [CABLE SIGNA | signal cable black | PV |  | 71810
4.07.026 | [CABLE FLAT | flatcable 9-pin D-connector | PV |  | 70901
4.07.027 | [CABLE D1 | interconnection cable D1 | PV | 0 | 99999
4.07.028 | [CABLE D2 | interconnection cable D2 | PV | 0 | 99999
4.07.029 | [CABLE D5 | interconnection cable D5 | PV | 0 | 99999
4.07.030 | [CABLE D6 | interconnection cable D6 | PV | 0 | 99999
4.07.031 | [CABLE D99 | interconnection cable D99 KWU | PV | 0 | 99999
4.07.032 | [CABLE MAINS | single mains connection | PV | 0 | 99999
4.07.033 | [CABLE MAINS | dual mains connection | PV | 0 | 99999
4.07.035 | [CABLE SUPPL | supply cable E-6000 | PV |  | 70901
4.07.036 | [CABLE RS232 | RS232 output cable | PV |  | 70901
4.07.037 | [CABLE MOTHE | cable motherboard E-6000 | PV |  | 70901
4.07.038 | [CABLE GROUN | grounding cable E-6000 | PV |  | 70901
4.07.039 | [CABLE MOTHE | interconn.cable motherboard | PV |  | 70901
4.07.040 | [CABLE SIGNA | LCD backlight cable | PV | 0 | 99999
4.07.041 | [CABLE MICRO | cable micro valve | PV |  | 70901
4.07.042 | [WIRE ASSY | equipment wire X40/X42 | PV | 0 | 99999
4.07.043 | [WIRE ASSY | equipment wire X50/X51/X52/X53 | PV | 0 | 99999
4.07.044 | [WIRE ASSY | grounding wire COMBI-FLOW | PV | 0 | 99999
4.07.045 | [CABLE L1/L2 | interconnection cable L1/L2 | PV | 0 | 70901
4.07.046 | [CABLE L2 | connection pcb L2 | PV |  | 99999
4.07.047 | [CABLE L1 | connection pcb L1 | PV |  | 99999
4.07.048 | [CABLE FISON | interconnection cable Fisons | PV |  | 70901
4.07.052 | [CABLE E-700 | cable mains link E-7000 | PV | 0 | 70901
4.07.053 | [ | = 4.07.021 | NONE
4.07.054 | [CABLE E-700 | mains entry Bro-11 | PV | 0 | 70901
4.07.055 | [CABLE E-700 | mains entry E-7000 | PV |  | 70901
4.07.056 | [CABLE E-700 | mains interconnection E-7000 | PV |  | 70901
4.07.057 | [CABLE E-700 | output cable Bro-11/12/13 | PV | 0 | 70901
4.07.065 | [CABLE E-700 | mains interconn. E-7000 BRO-12 | PV | 0 | 70901
4.07.066 | [CABLE E-700 | mains interconn. E-7000 BRO-13 | PV | 0 | 99999
4.07.069 | [CABLE E7000 | cable supply blue E-7001 | PV | 0 | 70901
4.07.070 | [CABLE E-700 | cable supply red E-7001 | PV | 0 | 70901
4.07.071 | [CABLE E7000 | cable low volt E-7000-RS232/FB | PV | 0 | 99999
4.07.077 | [CABLE SIGNA | LCD backlight cable | PV | 0 | 99999
4.07.078 | [CABLE EARTH | earthing wire panel mount case | PV | 0 | 99999
4.07.079 | [CABLE ASSY | cable assy handterminal | PV | 0 | 99999
4.07.080 | [CABLE E-700 | cable powerregulator handterm | PV | 0 | 99999
4.07.082 | [CABLE CONV | int.cable LIQUI-FLOW convertor | PV | 0 | 99999
4.07.085 | [CABLE | output cable BRO-17 | PV | 0 | 70901
4.07.088 | [CABLE ASSY | L20 cable assy subD connector | PV | 0 | 70901
4.07.089 | [CABLE ASSY | L20 cable assy DIN connector | PV | 0 | 70901
4.07.090 | [CABLEDEVICE | DeviceNet interconn. cable | PV |  | 70901
4.07.092 | [CABLE | cable assy IP65 lab case | PV |  | 70901
4.07.096 | [CABLE ASSY | cable assy E-7000-05/06 | PV | 0 | 99999
4.07.102 | [CABLE | conn. cable pcb- to sensorcase | PV | 0 | 99999
4.07.106 | [CABLE | cable 8DIN male to RHM sensor | PV |  | 99999
4.07.108 | [CABLE | cable 8DIN male to 8DIN male | PV |  | 99999
4.07.110 | [CABLE | power cable W-100/W-200 230V | PV |  | 70548
4.07.125 | [CABLE CEM | cable evaporator module 35 | PV |  | 71638
4.07.144 | [CABLE BAL | cable BAL00xB power supply | PV |  | 70901
4.07.145 | [CABLE BAL | cable BAL00xB pressure sensor | PV |  | 70901
4.07.150 | [CABLE BAL | cable BAL00xB IQ+ | PV |  | 70901
4.07.151 | [CABLE BAL | actuator assy BAL00xB | PV |  | 70901
4.07.152 | [CABLE BAL | cable assy BAL00xB | PV |  | 71841
4.07.182 | [CABLE JUNCT | cable assy junction box SOVCA | PV |  | 70901
4.07.185 | [CABLE | cable I2c communication | PV
4.07.207 | [CABLE E-800 | cable E-8000 CEM IO FLOW-BUS | PV |  | 70901
4.07.208 | [CABLE E-800 | cable E-8000 CEM IO RS232 | PV |  | 70901
4.07.249 | [CABLE ASSY | cable mini CORI DSP flashtool | PV
4.08.001 | [MODULE D | D10 module | PV | 0 | 99999
4.08.002 | [MODULE D | D20 module | PV | 0 | 99999
4.08.003 | [MODULE D | D50 module | PV | 0 | 99999
4.08.004 | [MODULE B | B07 module | PV | 0 | 99999
4.08.005 | [MODULE P | P10 module | PV
4.08.006 | [MODULE P | P20 module | PV
4.08.007 | [MODULE A | A00 module | PV | 0 | 99999
4.08.008 | [MODULE A | A10 module | PV | 0 | 99999
4.08.009 | [MODULE A | A20 module | PV | 0 | 99999
4.08.010 | [MODULE B | B14 module | PV | 0 | 99999
4.08.011 | [MODULE T | T10 module | PV | 0 | 99999
4.08.012 | [MODULE T | T20 module | PV | 0 | 99999
4.08.013 | [MODULE T | T30 module | PV | 0 | 99999
4.08.014 | [MODULE T | T40 module | PV | 0 | 99999
4.08.015 | [MODULE T | T50 module | PV | 0 | 99999
4.08.016 | [MODULE T | T60 module | PV | 0 | 99999
4.08.017 | [POWER SUPPL | Eurax power supply 89-2B0-121 | PV
4.08.018 | [CONVERTER | Eurax converter 89-2B1-511 | PV
4.08.019 | [AMPLIFIER | Eurax pre-amplifier V9200-72 | PV
4.08.020 | [POWER SUPPL | Eurax power supply 89-2B0-122 | PV
4.08.021 | [MODULE T | T11 module | PV | 0 | 99999
4.08.022 | [MODULE T | T21 module | PV | 0 | 99999
4.08.023 | [MODULE T | T31 module | PV | 0 | 99999
4.08.024 | [MODULE T | T41 module | PV | 0 | 99999
4.08.025 | [MODULE T | T51 module | PV | 0 | 99999
4.08.026 | [MODULE T | T61 module | PV | 0 | 99999
4.08.027 | [MODULE B | B28 module | PV | 0 | 99999
4.08.028 | [MODULE C | C10 module | PV
4.08.029 | [MODULE D | D00 module LH | PV
4.08.030 | [MODULE P | P00 module LH | PV
4.08.031 | [MODULE D | D12 module | PV
4.08.032 | [MODULE D | D13 module | PV
4.08.033 | [MODULE D | D52 module | PV
4.08.034 | [MODULE D | D53 module | PV
4.08.035 | [MODULE D | D62 module LH | PV
4.08.036 | [MODULE D | D63 module LH | PV
4.08.037 | [MODULE P | P51 module LH | PV
4.08.038 | [MODULE P | P30 module | PV | 0 | 99999
4.08.039 | [MODULE P | P40 module | PV | 0 | 99999
4.08.040 | [MODULE TIME | timer module calibration set | PV
4.08.041 | [MODULE P | P31 module | PV | 0 | 99999
4.08.042 | [MODULE P | P41 module | PV | 0 | 99999
4.08.043 | [MODULE P | P43 module | PV
4.08.044 | [MODULE P | P52 module | PV
4.08.045 | [MODULE C | C31 module | PV
4.08.046 | [MODULE BURN | burn-in module | PV
4.08.047 | [MODULE D | D60 module | PV | 0 | 99999
4.08.048 | [MODULE D | D01 module | PV | 0 | 99999
4.08.049 | [MODULE D | D02 module | PV
4.08.050 | [MODULE D | D03 module | PV
4.08.051 | [MODULE D | D04 module | PV
4.08.052 | [MODULE D | D05 module | PV
4.08.053 | [MODULE D | D06 module | PV | 0 | 99999
4.08.054 | [MODULE D | D11 module | PV | 0 | 99999
4.08.055 | [MODULE D | D14 module | PV
4.08.056 | [MODULE D | D15 module | PV
4.08.057 | [MODULE D | D16 module | PV | 0 | 99999
4.08.058 | [MODULE D | D21 module | PV | 0 | 99999
4.08.059 | [MODULE D | D22 module | PV
4.08.060 | [MODULE D | D23 module | PV
4.08.061 | [MODULE D | D24 module | PV
4.08.062 | [MODULE D | D25 module | PV
4.08.063 | [MODULE D | D26 module | PV | 0 | 99999
4.08.064 | [MODULE D | D51 module | PV | 0 | 99999
4.08.065 | [MODULE D | D54 module | PV
4.08.066 | [MODULE D | D55 module | PV
4.08.067 | [MODULE D | D56 module | PV | 0 | 99999
4.08.068 | [MODULE D | D61 module | PV | 0 | 99999
4.08.069 | [MODULE D | D64 module | PV
4.08.070 | [MODULE D | D64 module | PV
4.08.071 | [MODULE D | D66 module | PV | 0 | 99999
4.08.072 | [MODULE A | A11 module | PV
4.08.073 | [MODULE A | A21 module | PV
4.08.074 | [MODULE C | C00 module | PV | 0 | 99999
4.08.075 | [MODULE C | C20 module | PV
4.08.076 | [MODULE C | C40 module | PV | 0 | 99999
4.08.077 | [MODULE C | C41 module | PV | 0 | 99999
4.08.078 | [MODULE B | B02 module | PV
4.08.079 | [MODULE P | P53 module | PV
4.08.080 | [MODULE D | D62 module | PV
4.08.081 | [MODULE D | D63 module | PV
4.08.082 | [MODULE P | P51 module | PV
4.08.083 | [MODULE B | B03 module | PV | 0 | 99999
4.08.084 | [MODULE X | X11 module | PV | 0 | 99999
4.08.085 | [MODULE X | X12 module | PV
4.08.086 | [PCB X13 | pcb X13-module | PV | 0 | 70412
4.08.087 | [MODULE X | X14 module | PV
4.08.088 | [MODULE X | X21 module | PV | 0 | 99999
4.08.089 | [MODULE X | X22 module | PV | 0 | 99999
4.08.090 | [MODULE X | X23 module | PV | 0 | 99999
4.08.091 | [MODULE X | X24 module | PV | 0 | 99999
4.08.092 | [MODULE B | B04 module | PV | 0 | 99999
4.08.093 | [MODULE B | B07 module | PV
4.08.094 | [MODULE B | B14 module | PV
4.08.095 | [MODULE V | V21 module | PV
4.08.096 | [MODULE V | V10 module | PV
4.08.097 | [MODULE S | S99 module | PV
4.08.098 | [MODULE TEST | pcb-test module | PV
4.08.099 | [MODULE X | X32 module | PV | 0 | 99999
4.08.100 | [PCB X31 | pcb X31-module | PV | 0 | 70412
4.08.101 | [PCB X33 | pcb X33-module | PV | 0 | 70412
4.08.102 | [MODULE R/C | R/C module | PV | 0 | 99999
4.08.103 | [MODULE T/A | T/A module | PV | 0 | 99999
4.08.104 | [MODULE I/O | I/O module | PV | 0 | 99999
4.08.105 | [MODULE AD/D | AD/DA module | PV | 0 | 99999
4.08.106 | [MODULE HOST | HOST module | PV | 0 | 99999
4.08.107 | [MODULE C | C30 module | PV | 0 | 99999
4.08.108 | [MODULE C | C32 module | PV | 0 | 99999
4.08.109 | [MODULE C | C33 module | PV | 0 | 99999
4.08.110 | [MODULE B | B05 module | PV | 0 | 99999
4.08.111 | [MODULE B | B06 module | PV | 0 | 99999
4.08.112 | [PCB X11 | pcb X11-module 0-5V | PV |  | 70318
4.08.113 | [PCB X21 | pcb X21-module 1 zenerbarrier | PV | 0 | 70508
4.08.114 | [PCB X22 | pcb X22-module 2 zenerbarriers | PV | 0 | 70508
4.08.115 | [PCB X23 | pcb X23-module 3 zenerbarriers | PV | 0 | 70508
4.08.116 | [PCB X21 | pcb X24-module 4 zenerbarriers | PV | 0 | 70508
4.08.117 | [PCB X32 | pcb X32-module | PV | 0 | 70412
4.08.118 | [MODULE B | B21 module RAL7035 | PV | 0 | 99999
4.08.119 | [PCB XT | pcb XT-card for IBM ISA-bus | PV | 0 | 72010
4.08.120 | [PT100 SENSO | headmounting transmitter 50°C | PV |  | 71902
4.08.121 | [MODULE A | A00 module | PV | 0 | 99999
4.08.122 | [ELECTR ASSY | electr.assy E-5642 A/B-type | PV | 0 | 99999
4.08.123 | [WIRE ASSY | electr.assy E-5642 C/D-type | PV | 0 | 99999
4.08.124 | [ELECTR ASSY | el.assy E-5612/5622/5632 A/B | PV | 0 | 99999
4.08.125 | [ELECTR ASSY | el.assy E-5612/5622/5632 C/D | PV | 0 | 99999
4.08.126 | [REAR PANEL | rear panel assy E-5600 | PV | 0 | 99999
4.08.127 | [WIRE ASSY | electr.assy E-5641 A/B-type | PV | 0 | 99999
4.08.128 | [WIRE ASSY | electr.assy E-5641 C/D-type | PV | 0 | 99999
4.08.129 | [ELECTR ASSY | el.assy E-5611/5621/5631 A/B | PV | 0 | 99999
4.08.130 | [WIRE ASSY | el.assy E-5611/5621/5631 C/D | PV | 0 | 99999
4.08.131 | [MODULE CONV | F/V converter module ATM1713 | PV
4.08.132 | [MODULE EXT | ext. input module calsys3 | PV
4.08.142 | [POWER SUPPL | electr.assy power supply W-300 | PV | 0 | 71638
4.08.144 | [MODULE REAR | module rear E-7000-04 | PV | 0 | 99999
4.08.145 | [MODULE REAR | module rear E-7030/40-10 | PV | 0 | 99999
4.08.152 | [PT100 TRANS | headmounting transmitter 200°C | PV |  | 71902
4.08.153 | [MODULE REAR | module rear E-7000-13 | PV | 0 | 99999
4.08.155 | [MODULE FRON | module front D-1000-10 | PV | 31310 | 99999
4.08.156 | [MODULE FRON | module front D-1000-30 | PV | 31310 | 99999
4.08.157 | [MODULE FRON | module front D-1000-20 | PV | 31310 | 99999
4.08.158 | [MODULE FRON | module front D-1000-40 | PV | 31310 | 99999
4.08.159 | [MODULE REAR | module rear D-1000-x4 | PV | 31310 | 99999
4.08.160 | [MODULE REAR | module rear D-1000-x1 | PV | 31310 | 99999
4.08.161 | [MODULE REAR | module rear D-1000-x0 | PV | 31310 | 99999
4.08.162 | [MODULE REAR | module rear D-1000-x2 | PV | 31310 | 99999
4.08.164 | [POWER SUPPL | power supply W-300 110V | PV | 0 | 71638
4.08.193 | [PT100 SENSO | headmounting transmitter | PV |  | 71902
4.08.196 | [MODULE REAR | module rear E-7000-35 | PV |  | 71841
4.08.234 | [MODULE BUS | module bus E-8000 analog+RS485 | PV |  | 99999
4.08.244 | [MODULE REAR | module rear E-8005-x-xWxxV/3 | PV |  | 71841
4.09.001 | [DRAWING | partlist E-5511-EA/EB/TA | NONE
4.09.002 | [DRAWING | partlist E-5511-EC/ED | NONE
4.09.003 | [DRAWING | partlist E-5512-EA/TA | NONE
4.09.004 | [DRAWING | partlist E-5512-EB | NONE
4.09.005 | [DRAWING | partlist amplifier UEG-case | NONE
4.09.006 | [DRAWING | partlist mounting plate | NONE
4.09.007 | [DRAWING | partlist Ex-proof amplifier | NONE
4.09.008 | [DRAWING | partlist Ex-proof case | NONE
4.09.009 | [DRAWING | partlist E-5400 LH | NONE
4.09.010 | [DRAWING | partlist E-5512-EC/ED | NONE
4.09.011 | [DRAWING | partlist E-5513-EA | NONE
4.09.012 | [DRAWING | partlist E-5513-EB | NONE
4.09.013 | [DRAWING | partlist E-5513-EC | NONE
4.09.014 | [DRAWING | partlist E-5513-ED | NONE
4.09.015 | [DRAWING | partlist E-5513-TA | NONE
4.09.016 | [DRAWING | partlist E-5514-EA | NONE
4.09.017 | [DRAWING | partlist E-5514-EB | NONE
4.09.018 | [DRAWING | partlist E-5514-EC | NONE
4.09.019 | [DRAWING | partlist E-5514-ED | NONE
4.09.020 | [DRAWING | partlist E-5514-TA | NONE
4.09.021 | [ | not used | NONE
4.09.022 | [DRAWING | partlist calibration unit | NONE
4.09.023 | [DRAWING | partlist E-5500 | NONE
4.09.024 | [DRAWING | partlist X40 panel | NONE
4.09.025 | [DRAWING | partlist X41 panel | NONE
4.09.026 | [DRAWING | partlist X42 panel | NONE
4.09.027 | [DRAWING | partlist X43 panel | NONE
4.09.028 | [DRAWING | partlist X50 panel | NONE
4.09.029 | [DRAWING | partlist X51 panel | NONE
4.09.030 | [DRAWING | partlist X52 panel | NONE
4.09.031 | [DRAWING | partlist X53 panel | NONE
4.09.032 | [ | not used | NONE
4.09.033 | [ | not used | NONE
4.10.003 | [CONN 15-PIN | 15-pin D-connectorassy male | PV | 0 | 99999
4.10.004 | [CONN 09-PIN | 9-pin D-conn.assy male blue | PV | 0 | 99999
4.10.005 | [CONN EDGE | card-edge connectorassy UA | PV | 0 | 99999
4.10.006 | [CONN INIT | connector init FLOW-BUS | PV | 0 | 99999
4.11.001 | [DRAWING | partlist mainsentry E-5000 | NONE
4.11.002 | [DRAWING | partlist mainsentry E-5000 | NONE
4.11.003 | [DRAWING | partlist E-5100-EA/EB/TA | NONE
4.11.004 | [DRAWING | partlist E-5100-EC/ED | NONE
4.11.005 | [DRAWING | partlist E-5300-EA/EB/TA | NONE
4.11.006 | [DRAWING | partlist E-5300-EC/ED | NONE
4.11.007 | [DRAWING | partlist C10-module | NONE
4.11.008 | [DRAWING | partlist P51-module | NONE
4.11.009 | [DRAWING | partlist S2-board | NONE
4.11.010 | [DRAWING | partlist MFC-UA soft start | NONE
4.11.011 | [DRAWING | partlist MFC-UA | NONE
4.11.012 | [DRAWING | partlist MFC-UB soft start | NONE
4.11.013 | [DRAWING | partlist MFC-UB | NONE
4.11.014 | [DRAWING | partlist P42-module | NONE
4.11.015 | [DRAWING | partlist S22-board | NONE
4.11.016 | [DRAWING | partlist temp.pcb calibration | NONE
4.11.017 | [DRAWING | partlist motherboard calibr. | NONE
4.11.018 | [DRAWING | partlist rear panel calibr. | NONE
4.11.019 | [DRAWING | partlist MFM Euro 5V F-114 | NONE
4.11.020 | [DRAWING | partlist MFM Euro 10V F-114 | NONE
4.11.021 | [DRAWING | partlist tube connection | NONE
4.11.022 | [DRAWING | partlist tube connection | NONE
4.11.023 | [DRAWING | partlist MFC Euro 10V Metco | NONE
4.11.024 | [DRAWING | partlist EPC Metco | NONE
4.11.025 | [DRAWING | partlist S1-board summation | NONE
4.11.026 | [DRAWING | partlist S1-board | NONE
4.11.027 | [DRAWING | partlist valve adapter | NONE
4.11.028 | [DRAWING | partlist ext.setpoint adapter | NONE
4.11.029 | [DRAWING | partlist Industrial heater | NONE
4.11.030 | [DRAWING | partlist timer calibration set | NONE
4.11.031 | [DRAWING | partlist calibration set | NONE
4.11.032 | [DRAWING | partlist pcb P-507 | NONE
4.11.033 | [DRAWING | partlist MFC Euro 5V n.o. | NONE
4.11.034 | [DRAWING | partlist MFC Euro 10V n.o. | NONE
4.11.035 | [DRAWING | partlist single module conn. | NONE
4.11.036 | [DRAWING | partlist servo-module | NONE
4.11.037 | [DRAWING | partlist MFC Euro liquid | NONE
4.11.038 | [DRAWING | partlist P53-module | NONE
4.11.039 | [DRAWING | partlist MFC Euro 5V liquid | NONE
4.11.040 | [DRAWING | partlist MFC Euro 10V liquid | NONE
4.11.041 | [DRAWING | partlist MFC TA 5V F-114 | NONE
4.11.042 | [DRAWING | partlist MFC TB 10V F-114 | NONE
4.11.043 | [DRAWING | partlist test adapter | NONE
4.11.044 | [DRAWING | partlist MFC Euro | NONE
4.11.045 | [DRAWING | partlist MFC Euro | NONE
4.11.046 | [DRAWING | partlist MFC Euro | NONE
4.11.047 | [DRAWING | partlist MFC Euro | NONE
4.11.048 | [DRAWING | partlist EPC | NONE
4.11.049 | [DRAWING | partlist MFC UA | NONE
4.11.050 | [DRAWING | partlist MFM Industrial 5V | NONE
4.11.051 | [DRAWING | partlist MFM Industrial 10V | NONE
4.11.052 | [DRAWING | partlist motherboard nr.4 | NONE
4.11.053 | [DRAWING | partlist digital voltmeter | NONE
4.11.054 | [DRAWING | partlist MFC UA | NONE
4.11.055 | [DRAWING | partlist MFC UA | NONE
4.11.056 | [DRAWING | partlist MFC UA | NONE
4.11.057 | [DRAWING | partlist MFM Industrial 5V | NONE
4.11.058 | [DRAWING | partlist MFM Industrial 10V | NONE
4.11.059 | [DRAWING | partlist MFM Industrial 5V | NONE
4.11.060 | [DRAWING | partlist MFM Industrial 10V | NONE
4.11.061 | [DRAWING | partlist C31-module | NONE
4.11.062 | [DRAWING | partlist pcb tester | NONE
4.11.063 | [DRAWING | partlist burn-in module | NONE
4.11.064 | [DRAWING | partlist motherboard burn-in | NONE
4.11.065 | [DRAWING | partlist rear panel E-5000 | NONE
4.11.066 | [DRAWING | partlist rear panel E-5000 | NONE
4.11.067 | [DRAWING | partlist S6-board | NONE
4.11.068 | [DRAWING | partlist MFM Ex-proof | NONE
4.11.069 | [DRAWING | partlist C10-module | NONE
4.11.070 | [DRAWING | partlist MFM Euro | NONE
4.11.071 | [DRAWING | partlist MFM Industrial Ex-pr. | NONE
4.11.072 | [DRAWING | partlist MFM Euro | NONE
4.11.073 | [DRAWING | partlist Bosch-module | NONE
4.11.074 | [DRAWING | partlist rear panel calibr. | NONE
4.11.075 | [DRAWING | partlist MFC Industrial | NONE
4.11.076 | [DRAWING | partlist counter module | NONE
4.11.077 | [DRAWING | partlist MFC Industrial | NONE
4.11.078 | [DRAWING | partlist MFM Industrial | NONE
4.11.079 | [DRAWING | partlist rear panel E-5500 | NONE
4.11.080 | [DRAWING | partlist rear panel E-5500 | NONE
4.11.081 | [DRAWING | partlist rear panel E-5500 | NONE
4.11.082 | [DRAWING | partlist rear panel E-5500 | NONE
4.11.083 | [DRAWING | partlist rear panel E-5500 | NONE
4.11.084 | [DRAWING | partlist rear panel E-5500 | NONE
4.11.085 | [DRAWING | partlist MFM Industrial | NONE
4.11.086 | [DRAWING | partlist MFC Industrial | NONE
4.11.087 | [DRAWING | partlist MFM Ex-proof | NONE
4.11.088 | [DRAWING | partlist digital voltmeter | NONE
4.11.089 | [DRAWING | partlist MFM Euro ADC | NONE
4.11.090 | [DRAWING | partlist MFC Euro 5V | NONE
4.11.091 | [DRAWING | partlist MFC Euro 10V | NONE
4.11.092 | [DRAWING | partlist MFC Euro 5V | NONE
4.11.093 | [DRAWING | partlist MFC Euro 10V | NONE
4.11.094 | [DRAWING | partlist V21-module | NONE
4.11.095 | [DRAWING | partlist V10-module | NONE
4.11.096 | [DRAWING | partlist S99-module | NONE
4.11.097 | [DRAWING | partlist motherboard nr.1 | NONE
4.11.098 | [DRAWING | partlist single channel curr. | NONE
4.11.099 | [DRAWING | partlist I-module | NONE
4.11.100 | [DRAWING | partlist P-module | NONE
4.11.101 | [DRAWING | partlist rear panel E-5500 | NONE
4.11.102 | [DRAWING | partlist BASF-module | NONE
4.11.103 | [DRAWING | partlist U-module | NONE
4.11.104 | [DRAWING | partlist DPM400 | NONE
4.11.105 | [DRAWING | partlist S99-module KWU | NONE
4.11.106 | [DRAWING | partlist D99-module KWU | NONE
4.11.107 | [DRAWING | partlist T99/1-module KWU | NONE
4.11.108 | [DRAWING | partlist T99/2-module KWU | NONE
4.11.109 | [DRAWING | partlist motherboard KWU | NONE
4.11.110 | [DRAWING | partlist rear panel E-5500 | NONE
4.11.111 | [DRAWING | partlist C10-module 24V | NONE
4.11.112 | [DRAWING | partlist C10-module 15V | NONE
4.11.113 | [DRAWING | partlist S6-board 24V | NONE
4.11.114 | [DRAWING | partlist S6-board 15V | NONE
4.11.115 | [DRAWING | partlist pcb-tester | NONE
4.11.116 | [DRAWING | partlist active pcb-tester | NONE
4.11.117 | [DRAWING | partlist MFM COMBI-FLOW | NONE
4.11.118 | [DRAWING | partlist MFC COMBI-FLOW | NONE
4.11.119 | [DRAWING | partlist rear panel E-5600 | NONE
4.11.120 | [DRAWING | partlist EPT COMBI-FLOW | NONE
4.11.121 | [DRAWING | partlist keyboard E-6000 | NONE
4.11.122 | [DRAWING | partlist AD/DA-module E-6000 | NONE
4.11.123 | [DRAWING | partlist keymatrix E-6000 | NONE
4.11.124 | [DRAWING | partlist RS232-module E-6000 | NONE
4.11.125 | [DRAWING | partlist startcircuit servo | NONE
4.11.126 | [DRAWING | partlist rear panel E-5500 | NONE
4.11.127 | [DRAWING | partlist rear panel E-5500 | NONE
4.11.128 | [DRAWING | partlist servo controller | NONE
4.11.129 | [DRAWING | partlist EPC COMBI-FLOW | NONE
4.11.130 | [DRAWING | partlist single channel | NONE
4.11.131 | [DRAWING | partlist single channel | NONE
4.11.132 | [DRAWING | partlist single channel AC/V | NONE
4.11.133 | [DRAWING | partlist Euro MFC liquid | NONE
4.11.134 | [DRAWING | partlist power supply tubecal | NONE
4.11.135 | [DRAWING | partlist read-out tubecal | NONE
4.11.136 | [DRAWING | partlist controller tubecal | NONE
4.11.137 | [DRAWING | partlist pcb MFM COMBI-FLOW | NONE
4.11.138 | [DRAWING | partlist pcb EPT COMBI-FLOW | NONE
4.11.139 | [DRAWING | partlist DC/DC-converter | NONE
4.11.140 | [DRAWING | partlist DC/DC-converter | NONE
4.11.141 | [DRAWING | partlist RS232 buffer | NONE
4.11.142 | [DRAWING | partlist rear panel E-5500 | NONE
4.11.143 | [DRAWING | partlist rear panel E-5500 | NONE
4.11.144 | [DRAWING | partlist MFC Euro C-type | NONE
4.11.145 | [DRAWING | partlist S6-board 24V | NONE
4.11.146 | [DRAWING | partlist motherboard E-6000 | NONE
4.11.147 | [DRAWING | partlist MFC Euro elflo | NONE
4.11.148 | [DRAWING | partlist EPC Keller | NONE
4.11.149 | [DRAWING | partlist EPC Euro City | NONE
4.11.150 | [DRAWING | partlist MFC Euro D-type | NONE
4.11.151 | [DRAWING | partlist I/O board E-6000 | NONE
4.11.152 | [DRAWING | partlist motherboard nr.3 | NONE
4.11.153 | [DRAWING | partlist correction pcb press. | NONE
4.11.154 | [DRAWING | partlist MFM COMBI-FLOW | NONE
4.11.155 | [DRAWING | partlist MFC COMBI-FLOW | NONE
4.11.156 | [DRAWING | partlist safety-pcb tubecal | NONE
4.11.157 | [DRAWING | partlist safety-pcb tubecal | NONE
4.11.158 | [DRAWING | partlist ID-pcb tubecal | NONE
4.11.159 | [DRAWING | partlist A-module | NONE
4.11.160 | [DRAWING | partlist rear panel LH | NONE
4.11.161 | [DRAWING | partlist MFM Industrial C-type | NONE
4.11.162 | [DRAWING | partlist MFM Industrial D-type | NONE
4.11.163 | [DRAWING | partlist MFM Euro C-type | NONE
4.11.164 | [DRAWING | partlist MFM Euro D-type | NONE
4.11.165 | [DRAWING | partlist MFC American C-type | NONE
4.11.166 | [DRAWING | partlist MFC American D-type | NONE
4.11.167 | [DRAWING | partlist A-module | NONE
4.11.168 | [DRAWING | partlist MFC Euro liquid | NONE
4.11.169 | [DRAWING | partlist MFC Industrial | NONE
4.11.170 | [DRAWING | partlist ID/safety board | NONE
4.11.171 | [DRAWING | partlist sensor pcb calsys3 | NONE
4.11.172 | [DRAWING | partlist rear panel calsys3 | NONE
4.11.173 | [DRAWING | partlist motherboard calsys3 | NONE
4.11.174 | [DRAWING | partlist read-out LFE-tester | NONE
4.11.175 | [DRAWING | partlist MFC Industrial C-type | NONE
4.11.176 | [DRAWING | partlist MFC Industrial D-type | NONE
4.12.001 | [DRAWING | partlist rear panel E-5100 | NONE
4.12.002 | [DRAWING | partlist rear panel E-5100 | NONE
4.12.003 | [DRAWING | partlist rear panel E-5300 | NONE
4.12.004 | [DRAWING | partlist rear panel E-5300 | NONE
4.12.005 | [CABLE POTME | potmeterassy | PV | 0 | 99999
4.12.006 | [CABLE MAINS | mains entry E-5000 single | PV | 0 | 99999
4.12.007 | [CABLE MAINS | mains entry E-5000 dual | PV | 0 | 99999
4.12.008 | [CABLE SIGNA | cable E-5512 | PV |  | 70901
4.12.009 | [CABLE SIGNA | cable E-5513 | PV |  | 70901
4.12.010 | [CABLE SIGNA | cable E-5514 | PV |  | 70901
4.12.011 | [CABLE SIGNA | cable switch/pcb E-5500 | PV |  | 71810
4.12.012 | [CABLE MAINS | mains entry E-5500 | PV | 0 | 99999
4.12.013 | [CABLE DVM | cable DVM/pcb E-5600 | PV | 0 | 99999
4.12.014 | [CABLE GROUN | grounding cable E-5600 | PV | 0 | 99999
4.12.015 | [ADAPTER EX | adapter Ex-proof | NONE
4.12.016 | [SWITCH ASSY | blending switch assy | PV | 0 | 99999
4.12.017 | [KEYBOARD | keyboard assy R/C module | PV | 0 | 70606
4.12.018 | [KEYBOARD | keyboard assy T/A module | PV | 0 | 70606
4.12.019 | [ | not used | NONE
4.12.020 | [ | not used | NONE
4.12.021 | [PCB HOLDER | pcb-holder 3/4x19" E-6000 | PV
4.12.022 | [CABLE ASSY | cable E-5115/5315 | PV | 0 | 99999
4.12.023 | [CABLE MAINS | mains entry E-5115/5315 | PV | 0 | 99999
4.12.024 | [MOTHERBOARD | single motherboard A/B | PV | 0 | 99999
4.12.025 | [MOTHERBOARD | single motherboard C/D | PV | 0 | 99999
4.12.026 | [MOTHERBOARD | dual motherboard A/B | PV | 0 | 99999
4.12.027 | [MOTHERBOARD | dual motherboard C/D | PV | 0 | 99999
4.12.028 | [CONN TEXT | connector text X40/X42 | PV | 0 | 99999
4.12.029 | [CONN TEXT | conn. text X50/X51/X52/X53 | PV | 0 | 99999
4.12.030 | [ELECTR ASSY | electr.assy E-5600 Ex-proof | PV | 0 | 99999
4.12.031 | [CABLE GROUN | grounding cable FPP | PV | 0 | 99999
4.12.033 | [CABLE FLAT | flatcableassy 26-pin Tubecal3 | PV | 0 | 70901
4.12.034 | [MOTHERBOARD | motherboard nr.1 assy | PV | 0 | 99999
4.12.035 | [MOTHERBOARD | motherboard nr.3 assy | PV | 0 | 99999
4.12.036 | [CABLE GROUN | grounding wire Compac case | PV | 0 | 99999
4.12.037 | [CABLE SWITC | switch cable assy calsys3 | PV | 0 | 99999
4.12.038 | [CABLE SWITC | test switch assy calsys3 | PV | 0 | 99999
4.12.039 | [CABLE DVM | DVM cable calsys3 | PV | 0 | 99999
4.12.040 | [CABLE POTME | potmeter assy calsys3 | PV | 0 | 99999
4.12.041 | [CABLE DVM | DVM cable calsys3 | PV | 0 | 99999
4.12.042 | [CABLE SWITC | frequency switch assy calsys3 | PV | 0 | 99999
4.12.043 | [CABLE SWITC | start/stop switch assy calsys3 | PV | 0 | 99999
4.12.044 | [CABLE SWITC | reference switch assy calsys3 | PV | 0 | 99999
4.12.045 | [CABLE SWITC | sensor switch calsys3 | PV | 0 | 99999
4.12.046 | [CABLE TIMER | timer cable calsys3 | PV | 0 | 99999
4.12.047 | [CABLE MAINS | mains entry E-5500 filtered | PV | 0 | 99999
4.12.051 | [CABLE DVM | DVM cable E-5700 | PV | 0
4.12.052 | [CABLE E-700 | cable assy supply red E-7001 | PV | 0 | 99999
4.12.055 | [M+W PUSHB | M+W pushbutton switch assy | PV
4.13.001 | [DRAWING | lay-out pcb timer | NONE
4.13.002 | [DRAWING | lay-out pcb tube | NONE
4.13.003 | [DRAWING | lay-out pcb computer | NONE
4.13.004 | [DRAWING | lay-out pcb switch | NONE
4.13.005 | [DRAWING | lay-out pcb C10-module | NONE
4.13.006 | [DRAWING | lay-out pcb rear panel E-5000 | NONE
4.13.007 | [DRAWING | lay-out pcb temperature | NONE
4.13.008 | [DRAWING | lay-out pcb buffer C-64 | NONE
4.13.009 | [DRAWING | lay-out pcb P42-module | NONE
4.13.010 | [DRAWING | lay-out pcb P-module | NONE
4.13.011 | [DRAWING | lay-out pcb S2-board | NONE
4.13.012 | [DRAWING | lay-out pcb P51-module | NONE
4.13.013 | [ | = 4.13.008 | NONE
4.13.014 | [DRAWING | lay-out pcb S1-board | NONE
4.13.015 | [DRAWING | lay-out pcb motherboard nr.1 | NONE
4.13.016 | [DRAWING | lay-out pcb motherboard nr.3 | NONE
4.13.017 | [DRAWING | lay-out pcb motherboard nr.4 | NONE
4.13.018 | [DRAWING | lay-out pcb A-module | NONE
4.13.019 | [DRAWING | lay-out pcb T-module | NONE
4.13.020 | [DRAWING | lay-out pcb delay circuit | NONE
4.13.021 | [DRAWING | lay-out pcb valve adapter | NONE
4.13.022 | [DRAWING | lay-out pcb ext.setp. adapter | NONE
4.13.023 | [DRAWING | lay-out pcb Industrial heater | NONE
4.13.024 | [DRAWING | lay-out pcb MFC-TA | NONE
4.13.025 | [DRAWING | lay-out pcb S22-board | NONE
4.13.026 | [DRAWING | lay-out pcb P-507 | NONE
4.13.027 | [DRAWING | lay-out pcb MFC Euro | NONE
4.13.028 | [DRAWING | lay-out pcb MFC-UA | NONE
4.13.029 | [DRAWING | lay-out pcb EPC | NONE
4.13.030 | [DRAWING | lay-out pcb MFC Euro LH | NONE
4.13.031 | [DRAWING | lay-out pcb single module | NONE
4.13.032 | [DRAWING | lay-out pcb service module | NONE
4.13.033 | [DRAWING | lay-out pcb MFC liquid | NONE
4.13.034 | [DRAWING | lay-out pcb test adapter | NONE
4.13.035 | [DRAWING | lay-out pcb P53-module | NONE
4.13.036 | [DRAWING | lay-out pcb MFC-TA | NONE
4.13.037 | [DRAWING | lay-out pcb C31-module | NONE
4.13.038 | [DRAWING | lay-out pcb tester | NONE
4.13.039 | [DRAWING | lay-out pcb burn-in module | NONE
4.13.040 | [DRAWING | lay-out pcb motherboard burnin | NONE
4.13.041 | [DRAWING | lay-out pcb rear panel E-5000 | NONE
4.13.042 | [DRAWING | lay-out pcb rear panel E-5000 | NONE
4.13.043 | [DRAWING | lay-out pcb S6-board | NONE
4.13.044 | [DRAWING | lay-out pcb MFM Ex-proof | NONE
4.13.045 | [DRAWING | lay-out pcb C10-module | NONE
4.13.046 | [DRAWING | lay-out pcb MFM Euro | NONE
4.13.047 | [DRAWING | lay-out pcb MFM Ex-proof | NONE
4.13.048 | [DRAWING | lay-out pcb Bosch module | NONE
4.13.049 | [DRAWING | lay-out pcb rear panel calsys | NONE
4.13.050 | [DRAWING | lay-out pcb MFC Industrial | NONE
4.13.051 | [DRAWING | lay-out pcb Industrial counter | NONE
4.13.052 | [DRAWING | lay-out pcb MFC Industrial | NONE
4.13.053 | [DRAWING | lay-out pcb MFM Industrial | NONE
4.13.054 | [DRAWING | lay-out pcb rear panel E-5500 | NONE
4.13.055 | [DRAWING | lay-out pcb rear panel E-5500 | NONE
4.13.056 | [DRAWING | lay-out pcb rear panel E-5500 | NONE
4.13.057 | [DRAWING | lay-out pcb rear panel E-5500 | NONE
4.13.058 | [DRAWING | lay-out pcb rear panel E-5500 | NONE
4.13.059 | [DRAWING | lay-out pcb rear panel E-5500 | NONE
4.13.060 | [DRAWING | lay-out pcb MFM Ex-proof | NONE
4.13.061 | [DRAWING | lay-out pcb digital voltmeter | NONE
4.13.062 | [DRAWING | lay-out pcb tube connection | NONE
4.13.063 | [DRAWING | lay-out pcb tube connection | NONE
4.13.064 | [DRAWING | lay-out pcb motherboard calsys | NONE
4.13.065 | [DRAWING | lay-out pcb MFC Euro | NONE
4.13.066 | [DRAWING | lay-out pcb V21-module | NONE
4.13.067 | [DRAWING | lay-out pcb V10-module | NONE
4.13.068 | [DRAWING | lay-out front S99 | NONE
4.13.069 | [DRAWING | lay-out pcb single channel | NONE
4.13.070 | [DRAWING | lay-out pcb I-module | NONE
4.13.071 | [DRAWING | lay-out pcb P-module | NONE
4.13.072 | [DRAWING | lay-out pcb rear panel E-5500 | NONE
4.13.073 | [DRAWING | lay-out pcb BASF module | NONE
4.13.074 | [DRAWING | lay-out pcb U-module | NONE
4.13.075 | [DRAWING | lay-out pcb Lascar DPM400 | NONE
4.13.076 | [DRAWING | lay-out pcb S99-board KWU | NONE
4.13.077 | [DRAWING | lay-out pcb D99-module KWU | NONE
4.13.078 | [DRAWING | lay-out pcb T99/1-module KWU | NONE
4.13.079 | [DRAWING | lay-out pcb T99/2-module KWU | NONE
4.13.080 | [DRAWING | lay-out pcb motherboard KWU | NONE
4.13.081 | [DRAWING | lay-out pcb C10-module | NONE
4.13.082 | [DRAWING | lay-out pcb S6-board | NONE
4.13.083 | [DRAWING | lay-out pcb tester static | NONE
4.13.084 | [DRAWING | lay-out pcb tester active | NONE
4.13.085 | [DRAWING | lay-out pcb rear panel E-5600 | NONE
4.13.086 | [DRAWING | lay-out pcb keyboard/display | NONE
4.13.087 | [DRAWING | lay-out pcb AD/DA-module | NONE
4.13.088 | [DRAWING | lay-out pcb key matrix | NONE
4.13.089 | [DRAWING | lay-out pcb RS232-module | NONE
4.13.090 | [DRAWING | lay-out pcb MFM COMBI-FLOW | NONE
4.13.091 | [DRAWING | lay-out pcb MFC COMBI-FLOW | NONE
4.13.092 | [DRAWING | lay-out pcb EPT COMBI-FLOW | NONE
4.13.093 | [DRAWING | lay-out pcb EPC COMBI-FLOW | NONE
4.13.094 | [DRAWING | lay-out pcb single channel DC | NONE
4.13.095 | [DRAWING | lay-out pcb P39-module VAW | NONE
4.13.096 | [DRAWING | lay-out pcb MFM COMBI-FLOW | NONE
4.13.097 | [DRAWING | lay-out pcb EPT COMBI-FLOW | NONE
4.13.098 | [DRAWING | lay-out pcb MFC Euro | NONE
4.13.099 | [DRAWING | lay-out pcb S6-board | NONE
4.13.100 | [DRAWING | lay-out pcb motherboard E-6000 | NONE
4.13.101 | [DRAWING | lay-out pcb I/O-board | NONE
4.13.102 | [DRAWING | lay-out pcb pressure sensor | NONE
4.13.103 | [DRAWING | lay-out pcb MFM COMBI-FLOW | NONE
4.13.104 | [DRAWING | lay-out pcb MFC COMBI-FLOW | NONE
4.13.105 | [DRAWING | lay-out pcb A-module | NONE
4.13.106 | [DRAWING | lay-out pcb rear panel LH | NONE
4.13.107 | [DRAWING | lay-out pcb MFM Industrial | NONE
4.13.108 | [DRAWING | lay-out pcb MFM Euro | NONE
4.13.109 | [DRAWING | lay-out pcb MFC-UA | NONE
4.13.110 | [DRAWING | lay-out pcb A-module | NONE
4.13.111 | [DRAWING | lay-out pcb MFC Industrial | NONE
4.13.112 | [DRAWING | lay-out pcb ID/safety calsys3 | NONE
4.14.001 | [DRAWING | pcb lay-out P42-module | NONE
4.14.002 | [DRAWING | pcb lay-out P51-module | NONE
4.14.003 | [DRAWING | pcb lay-out P-module | NONE
4.14.004 | [DRAWING | pcb lay-out C-module | NONE
4.14.005 | [DRAWING | pcb lay-out single module | NONE
4.14.006 | [DRAWING | pcb lay-out service module | NONE
4.14.007 | [DRAWING | pcb lay-out MFC liquid | NONE
4.14.008 | [DRAWING | pcb lay-out test adapter | NONE
4.14.009 | [DRAWING | pcb lay-out EPC Euro | NONE
4.14.010 | [DRAWING | pcb lay-out T-module | NONE
4.14.011 | [DRAWING | pcb lay-out P-module | NONE
4.14.012 | [DRAWING | pcb lay-out Industrial heater | NONE
4.14.013 | [DRAWING | pcb lay-out MFC-UA | NONE
4.14.014 | [DRAWING | pcb lay-out P53-module | NONE
4.14.015 | [DRAWING | pcb lay-out C31-module | NONE
4.14.016 | [DRAWING | pcb lay-out burn-in module | NONE
4.14.017 | [DRAWING | pcb lay-out motherboard burnin | NONE
4.14.018 | [DRAWING | pcb lay-out motherboard nr.3 | NONE
4.14.019 | [DRAWING | pcb lay-out motherboard nr.1 | NONE
4.14.020 | [DRAWING | pcb lay-out rear panel E-5000 | NONE
4.14.021 | [DRAWING | pcb lay-out rear panel E-5000 | NONE
4.14.022 | [DRAWING | pcb lay-out S6-board | NONE
4.14.023 | [DRAWING | pcb lay-out MFM Euro | NONE
4.14.024 | [DRAWING | pcb lay-out Bosch module | NONE
4.14.025 | [DRAWING | pcb lay-out C10-module | NONE
4.14.026 | [DRAWING | pcb lay-out MFC Industrial | NONE
4.14.027 | [DRAWING | pcb lay-out Industrial counter | NONE
4.14.028 | [DRAWING | pcb lay-out MFC Industrial | NONE
4.14.029 | [DRAWING | pcb lay-out MFM Industrial | NONE
4.14.030 | [DRAWING | pcb lay-out rear panel E-5500 | NONE
4.14.031 | [DRAWING | pcb lay-out rear panel E-5500 | NONE
4.14.032 | [DRAWING | pcb lay-out rear panel E-5500 | NONE
4.14.033 | [DRAWING | pcb lay-out buffer C-64 | NONE
4.14.034 | [DRAWING | pcb lay-out MFM Ex-proof | NONE
4.14.035 | [DRAWING | pcb lay-out Ex-proof capillary | NONE
4.14.036 | [DRAWING | pcb lay-out digital voltmeter | NONE
4.14.037 | [DRAWING | pcb lay-out tube connection | NONE
4.14.038 | [DRAWING | pcb lay-out tube connection | NONE
4.14.039 | [DRAWING | pcb lay-out motherboard calsys | NONE
4.14.040 | [DRAWING | pcb lay-out rear panel calsys | NONE
4.14.041 | [DRAWING | pcb lay-out temperature calsys | NONE
4.14.042 | [DRAWING | pcb lay-out timer calsys | NONE
4.14.043 | [DRAWING | pcb lay-out switch calsys | NONE
4.14.044 | [DRAWING | pcb lay-out interface calsys | NONE
4.14.045 | [DRAWING | pcb lay-out tube calsys | NONE
4.14.046 | [DRAWING | pcb lay-out P-507 | NONE
4.14.047 | [DRAWING | pcb lay-out MFC Euro | NONE
4.14.048 | [DRAWING | pcb lay-out tester | NONE
4.14.049 | [DRAWING | pcb lay-out MFM Ex-proof | NONE
4.14.050 | [DRAWING | pcb lay-out MFC Euro | NONE
4.14.051 | [DRAWING | pcb lay-out V21-module | NONE
4.14.052 | [DRAWING | pcb lay-out V10-module | NONE
4.14.053 | [DRAWING | pcb lay-out S99-board | NONE
4.14.054 | [DRAWING | pcb lay-out A-module | NONE
4.14.055 | [DRAWING | pcb lay-out single channel | NONE
4.14.056 | [DRAWING | pcb lay-out I-module | NONE
4.14.057 | [DRAWING | pcb lay-out P-module | NONE
4.14.058 | [DRAWING | pcb lay-out liquid capillary | NONE
4.14.059 | [DRAWING | pcb lay-out rear panel E-5500 | NONE
4.14.060 | [DRAWING | pcb lay-out BASF module | NONE
4.14.061 | [DRAWING | pcb lay-out U-module | NONE
4.14.062 | [DRAWING | pcb lay-out Lascar DPM400 | NONE
4.14.063 | [DRAWING | pcb lay-out S99-board KWU | NONE
4.14.064 | [DRAWING | pcb lay-out D99-module KWU | NONE
4.14.065 | [DRAWING | pcb lay-out T99/1-module KWU | NONE
4.14.066 | [DRAWING | pcb lay-out T99/2-module KWU | NONE
4.14.067 | [DRAWING | pcb lay-out motherboard KWU | NONE
4.14.068 | [DRAWING | pcb lay-out C-capillary | NONE
4.14.069 | [DRAWING | pcb lay-out D-capillary | NONE
4.14.070 | [DRAWING | pcb lay-out C10-module | NONE
4.14.071 | [DRAWING | pcb lay-out S6-board | NONE
4.14.072 | [DRAWING | pcb lay-out static tester | NONE
4.14.073 | [DRAWING | pcb lay-out active tester | NONE
4.14.074 | [DRAWING | pcb lay-out single channel | NONE
4.14.075 | [DRAWING | pcb lay-out keyboard/display | NONE
4.14.076 | [DRAWING | pcb lay-out AD/DA-module | NONE
4.14.077 | [DRAWING | pcb lay-out key matrix | NONE
4.14.078 | [DRAWING | pcb lay-out RS232-module | NONE
4.14.079 | [DRAWING | pcb lay-out MFM COMBI-FLOW | NONE
4.14.080 | [DRAWING | pcb lay-out MFC COMBI-FLOW | NONE
4.14.081 | [DRAWING | pcb lay-out EPT COMBI-FLOW | NONE
4.14.082 | [DRAWING | pcb lay-out EPC COMBI-FLOW | NONE
4.14.083 | [DRAWING | pcb lay-out single channel DC | NONE
4.14.084 | [DRAWING | pcb lay-out P39-module VAW | NONE
4.14.085 | [DRAWING | pcb lay-out MFM COMBI-FLOW | NONE
4.14.086 | [DRAWING | pcb lay-out EPT COMBI-FLOW | NONE
4.14.087 | [DRAWING | pcb lay-out el-flo sensor | NONE
4.14.088 | [DRAWING | pcb lay-out MFC Euro | NONE
4.14.089 | [DRAWING | pcb lay-out motherboard E-6000 | NONE
4.14.090 | [DRAWING | pcb lay-out I/O-module | NONE
4.14.091 | [DRAWING | pcb lay-out pressure sensor | NONE
4.14.092 | [DRAWING | pcb lay-out MFM COMBI-FLOW | NONE
4.14.093 | [DRAWING | pcb lay-out MFC COMBI-FLOW | NONE
4.14.094 | [DRAWING | pcb lay-out A-module | NONE
4.14.095 | [DRAWING | pcb lay-out rear panel LH | NONE
4.14.096 | [DRAWING | pcb lay-out MFM Industrial | NONE
4.14.097 | [DRAWING | pcb lay-out MFM Euro | NONE
4.14.098 | [DRAWING | pcb lay-out MFC-UA | NONE
4.14.099 | [DRAWING | pcb lay-out A-module | NONE
4.14.100 | [DRAWING | pcb lay-out MFC Industrial | NONE
4.14.101 | [DRAWING | pcb lay-out ID/safety calsys3 | NONE
4.15.001 | [ | = 4.07.034 | NONE
4.15.002 | [ | not used | NONE
4.15.003 | [ | = 4.07.035 | NONE
4.15.004 | [ | = 4.07.036 | NONE
4.15.005 | [ | = 4.07.037 | NONE
4.15.006 | [ | = 4.07.038 | NONE
5.01.001 | [CAPILLARY | cap. assy d11mm | PV |  | 70813
5.01.002 | [CAPILLARY | cap. assy d30mm | PV |  | 70813
5.01.003 | [CAPILLARY | cap. assy low pressure | PV |  | 70813
5.01.004 | [SLEEVE ASSY | sleeve assy high flow valve | PV |  | 99999
5.01.005 | [LFD | laminar flow device 500 ln/min | PV |  | 99999
5.01.006 | [PLUNGER ASS | plungerholder with spring | PV |  | 99999
5.01.007 | [PLUNGER ASS | plungerholder with spring | PV |  | 99999
5.01.008 | [CAPILLARY | cap. assy high pressure | PV |  | 70813
5.01.009 | [CAPILLARY | cap. assy low pressure Japan | PV |  | 70813
5.01.010 | [CAPILLARY | cap. assy high pressure Japan | PV |  | 70813
5.01.013 | [CAPILLARY | cap. assy F-115 | PV |  | 70813
5.01.017 | [CAPILLARY | cap. assy liquid monel | PV |  | 70813
5.01.018 | [CAPILLARY | cap. assy low pressure monel | PV |  | 70813
5.01.019 | [PRESSURE SE | pressure sensor 0.2 bara | PV | 0 | 99999
5.01.020 | [PRESSURE SE | pressure sensor 0.2 barg | PV | 0 | 99999
5.01.021 | [PRESSURE SE | pressure sensor 0.2 bard | PV | 0 | 99999
5.01.022 | [PRESSURE SE | pressure sensor 10 barg | PV |  | 99999
5.01.023 | [PRESSURE SE | pressure sensor 10 bara | PV |  | 99999
5.01.024 | [PRESSURE SE | pressure sensor PA-type | PV |  | 99999
5.01.025 | [PRESSURE SE | pressure sensor PD-type | PV |  | 99999
5.01.026 | [PRESSURE SE | pressure sensor 2 bara | PV | 0 | 99999
5.01.027 | [PRESSURE SE | pressure sensor 2 barg | PV | 0 | 99999
5.01.029 | [PRESSURE SE | pressure sensor 5 bara | PV | 0 | 99999
5.01.030 | [PRESSURE SE | pressure sensor 4 barg | PV | 0 | 99999
5.01.032 | [PRESSURE SE | pressure sensor 20 bara | PV | 0 | 99999
5.01.033 | [PRESSURE SE | pressure sensor 20 barg | PV | 0 | 99999
5.01.035 | [PRESSURE SE | pressure sensor 100 bara | PV | 0 | 99999
5.01.037 | [PRESSURE SE | pressure sensor 0.1 bara | PV | 0 | 99999
5.01.038 | [PRESSURE SE | pressure sensor 0.1 barg | PV | 0 | 99999
5.01.042 | [CAPILLARY | cap. assy high pressure 0.8mm | PV |  | 70813
5.01.043 | [CAPILLARY | cap. assy metal sealed 0.8mm | PV |  | 70813
5.01.044 | [PRESSURE SE | pressure sensor assy | PV |  | 99999
5.01.045 | [PRESSURE SE | pressure sensor assy low | PV |  | 99999
5.01.046 | [PRESSURE SE | pressure sensor assy high | PV |  | 99999
5.01.047 | [PRESSURE SE | pressure sensor low | PV |  | 99999
5.01.048 | [PRESSURE SE | pressure sensor assy dif | PV |  | 99999
5.01.050 | [PRESSURE SE | pressure sensor dif | PV |  | 99999
5.01.051 | [PRESSURE SE | pressure sensor assy combi | PV |  | 99999
5.01.052 | [CAPILLARY | capillary assy | PV |  | 70813
5.01.054 | [PRESSURE SE | pressure sensor dummy assy | PV |  | 99999
5.01.055 | [CAPILLARY | capillary assy combi | PV |  | 70813
5.01.056 | [PRESSURE SE | pressure sensor low | PV |  | 99999
5.01.057 | [PRESSURE SE | pressure sensor low | PV |  | 99999
5.01.058 | [PRESSURE SE | pressure sensor assy Aixtron | PV |  | 99999
5.01.060 | [PRESSURE SE | selection pressure sensor | PV |  | 99999
5.01.061 | [CAPILLARY | flowsensor assy COMBI-FLOW | PV | 0 | 99999
5.01.062 | [CAPILLARY | flowsensor assy COMBI-FLOW | PV | 0 | 99999
5.01.063 | [LFD HOLDER | flow device holder assy | PV |  | 99999
5.01.064 | [LFD HOLDER | flow device holder assy ecp | PV |  | 99999
5.01.065 | [CAPILLARY | capillary assy liqui A-type | PV |  | 70813
5.01.066 | [CAPILLARY | capillary assy 2-windings | PV |  | 70813
5.01.067 | [CAPILLARY | capillary assy liqui C-type | PV |  | 70813
5.01.075 | [CAPILLARY | flowsensor assy L0-16 | PV
5.01.076 | [CAPILLARY | capillary assy C-type high pr. | PV |  | 70813
5.01.078 | [CAPILLARY | capillary assy COMBI-FLOW | PV | 0 | 99999
5.01.079 | [CAPILLARY | capillary COMBI-FLOW | PV |  | 70813
5.01.080 | [PRESSURE SE | modular pressure sensor assy | PV | 0 | 99999
5.01.081 | [CAPILLARY | flowsensor assy C-type | PV |  | 70813
5.01.083 | [PRESSURE SE | Combi pressure sensor 2 bara | PV | 0 | 99999
5.01.084 | [PRESSURE SE | Combi pressure sensor 5 bara | PV | 0 | 99999
5.01.085 | [PRESSURE SE | Combi pressure sensor 20 bara | PV | 0 | 99999
5.01.086 | [PRESSURE SE | Combi pressure sensor 2 barg | PV | 0 | 99999
5.01.087 | [PRESSURE SE | Combi pressure sensor 4 barg | PV | 0 | 99999
5.01.088 | [PRESSURE SE | Combi pressure sensor 20 barg | PV | 0 | 99999
5.01.089 | [PRESSURE SE | modular pressure sensor assy | PV | 0 | 99999
5.01.090 | [CAPILLARY | flowsensor assy L0-12 | PV
5.01.091 | [CAPILLARY | flowsensor assy L0-10 | PV |  | 70813
5.01.092 | [CAPILLARY | flowsensor assy BUGW | PV |  | 70813
5.01.093 | [PRESSURE SE | pressure sensor 0.1 bara | PV | 0 | 99999
5.01.094 | [PRESSURE SE | pressure sensor 0.1 barg | PV | 0 | 99999
5.01.095 | [WIGHA SENSO | WIGHA sensor assy 6mm | PV |  | 99999
5.01.096 | [WIGHA SENSO | WIGHA sensor assy 8mm | PV |  | 99999
5.01.097 | [WIGHA SENSO | WIGHA sensor assy 12mm | PV |  | 99999
5.01.098 | [CAPILLARY | capillary electronic sho-rate | PV |  | 70813
5.01.099 | [CAPILLARY | flowsensor M-type 0.8mmx0.45mm | PV |  | 70813
5.01.100 | [CAPILLARY | flowsensor M-type 1.2mmx0.8mm | PV |  | 70813
5.01.101 | [PROBE M+W | M+W probe sensor | PV |  | 70813
5.01.104 | [PRESSURE SE | Combi pressure sensor 100 bara | PV | 0 | 99999
5.01.107 | [CAPILLARY | flowsensor assy AGL-001L 20uL | PV |  | 70813
5.01.108 | [CAPILLARY | flowsensor assy AGL-002L 100uL | PV |  | 70813
5.01.109 | [CAPILLARY | capillary assy E-type 2-wnd | PV
5.01.111 | [PRESSURE SE | Combi pressure sensor 2 bara | PV |  | 71103
5.01.112 | [PRESSURE SE | Combi pressure sensor 5 bara | PV |  | 71103
5.01.114 | [PRESSURE SE | Combi pressure sensor 100 bara | PV |  | 71103
5.01.115 | [PRESSURE SE | Combi pressure sensor 2 barg | PV
5.01.116 | [PRESSURE SE | Combi pressure sensor 4 barg | PV |  | 71103
5.01.117 | [PRESSURE SN | Combi pressure sensor 20 barg | PV
5.01.119 | [PRESSURE SE | pressure sensor 5 bara | PV
5.01.120 | [PRESSURE SE | pressure sensor 20 bara | PV
5.01.122 | [PRESSURE SE | pressure sensor 2 barg | PV |  | 71103
5.01.124 | [PRESSURE SE | pressure sensor 20 barg | PV
5.01.125 | [PRESSURE SE | pressure sensor 0.1 barg | PV
5.01.126 | [PRESSURE SE | pressure sensor 0.1 bara | PV
5.01.129 | [CAPILLARY | flowsensor assy L0-10 datamate | PV |  | 70813
5.01.137 | [PRESSURE | pressure sensor AM 5801 DV | PV |  | 70313
5.01.139 | [PROBE M+W | M+W long probe sensor | PV |  | 70813
5.01.142 | [SENSOR | sensor L01 90S 0.8x1.6 | PV |  | 70813
5.01.144 | [SENSOR | sensor L01 20S 0.25x0.6 | PV |  | 70813
5.01.145 | [SENSOR | sensor L01 10S 0.2x0.3 | PV |  | 70813
5.01.147 | [CAPILLARY | capillary assy GALA-U 0.8x0.45 | PV |  | 70813
5.01.148 | [CAPILLARY | capillary assy GALA-I 0.3x0.2 | PV |  | 70813
5.01.149 | [M+W SENSOR | M+W hotwire sensor | PV |  | 70813
5.01.153 | [SENSOR | sensor BRA-001F | PV |  | 70813
5.01.154 | [PRESSURE SN | Combi pressure sensor 2 bara | PV
5.01.157 | [CAPILLARY | sensor 2 winding C-type SW | PV |  | 71634
5.01.158 | [SENSOR IQ+ | sensor flow module IQ+ | PV |  | 70543
5.01.164 | [SENSOR META | metal pressure sensor 30 psia | PV |  | 99999
5.01.171 | [SENSOR IQ+ | press.sens SCC 5psig SMT IQ+ | PV |  | 70543
5.01.172 | [SENSOR IQ+ | press.sens SCC 15psia SMT IQ+ | PV |  | 70543
5.01.173 | [SENSOR IQ+ | press.sens SCC 15psig SMT IQ+ | PV |  | 70543
5.01.174 | [SENSOR IQ+ | press.sens SCC 30psia SMT IQ+ | PV |  | 70543
5.01.175 | [SENSOR IQ+ | press.sens SCC 30psig SMT IQ+ | PV |  | 70543
5.01.176 | [SENSOR IQ+ | press.sens SCC 100psia SMT IQ+ | PV |  | 70543
5.01.177 | [SENSOR IQ+ | press.sens SCC 100psig SMT IQ+ | PV |  | 70543
5.01.178 | [SENSOR IQ+ | press.sens SCC 300psia SMT IQ+ | PV
5.01.183 | [PRESSURE SE | press.sensor MSI 1000 psia 0M1 | PV |  | 99999
5.01.198 | [SENSOR META | metal press sens. MSI 50 psia | PV |  | 99999
5.01.203 | [PRESSURE SE | pressure sensor 100 bara PA7 | PV |  | 71103
5.01.219 | [PRESSURE SE | pressure sensor 100psia IQ+ ss | PV |  | 99999
5.01.273 | [TUBE US22 | tube assy US22 | PV |  | 99999
5.03.001 | [PCB ASSY | pcb assy MFC Euro | PV |  | 99999
5.03.002 | [PCB ASSY | pcb assy pressure | PV |  | 99999
5.03.003 | [PCB ASSY | pcb assy liquid | PV |  | 99999
5.03.004 | [PCB ASSY | pcb assy F-115 | PV |  | 99999
5.03.005 | [ | not used | NONE
5.03.006 | [PCB ASSY | pcb assy MFC Euro | PV | 0 | 99999
5.03.007 | [PCB ASSY | pcb assy MFC American | PV | 0 | 99999
5.03.008 | [PCB ASSY | pcb assy MFM Industrial | PV | 0 | 99999
5.03.009 | [BYPASS 105 | bypass head assy F-105 | PV | 0 | 99999
5.03.010 | [HEAD EX | measuring head Ex-proof | PV | 0 | 99999
5.03.011 | [BYPASS EX | bypass head assy Ex-proof | PV | 0 | 99999
5.03.012 | [BYPASS IND | bypass head assy F-106/F-107 | PV | 0 | 99999
5.03.013 | [BYPASS EX | bypass head assy Ex-proof | PV | 0 | 99999
5.03.014 | [COMBI F1 | F1 module COMBI-FLOW F/G-type | PV | 0 | 99999
5.03.016 | [COMBI F1 | F1 module COMBI-FLOW H-type | PV | 0 | 99999
5.03.018 | [HEAD EX | measuring head Ex-proof | PV | 0 | 99999
5.03.019 | [BYPASS EX | bypass head assy Ex-proof | PV | 0 | 99999
5.03.021 | [BYPASS EX | bypass head assy Ex-proof | PV | 0 | 99999
5.03.022 | [BYPASS IND | bypass head assy F-106 500ml | PV | 0 | 99999
5.03.023 | [BYPASS IND | bypass head assy F-106 120ml | PV | 0 | 99999
5.03.024 | [HEAD EX | measuring head Ex-proof | PV | 0 | 99999
5.03.026 | [HEAD EX | measuring head Ex-proof M-type | PV | 0 | 99999
5.03.027 | [MEASURING | measuring head Ex-proof M-type | PV | 0 | 99999
5.03.032 | [APP-200 | APP-200 module | PV |  | 99999
5.03.033 | [APP-201 | APP-201 module | PV |  | 99999
5.03.034 | [APP-202 | APP-202 module | PV |  | 99999
5.03.035 | [APP-203 | APP-203 module | PV |  | 99999
5.03.036 | [APP-204 | APP-204 module | PV |  | 99999
5.03.037 | [APP-205 | APP-205 module | PV |  | 99999
5.03.038 | [APP-206 | APP-206 module | PV |  | 99999
5.03.039 | [APP-207 | APP-207 module | PV |  | 99999
5.03.040 | [APP-220 | APP-220 module | PV |  | 99999
5.03.041 | [APP-221 | APP-221 module | PV |  | 99999
5.03.042 | [APP-222 | APP-222 module | PV |  | 99999
5.03.043 | [FLOW SMS | flowmodule <50L FLOW-SMS | PV
5.03.046 | [SIN 8+ BANK | SIN EPC 8+ bank | PV |  | 99999
5.03.047 | [SIN 8+ BANK | SIN LFC 8+ bank | PV |  | 99999
5.03.048 | [SIN GAS | SIN MFC gasmix bank | PV |  | 99999
5.03.049 | [SIN GAS | SIN EPC gasmix bank | PV |  | 99999
5.03.053 | [HEAD EX | meas.head Ex-proof ATEX low dP | PV |  | 99999
5.03.059 | [COVER ASSY | cover assy IN-FLOW | PV |  | 72336
5.03.060 | [COVER ASSY | cover assy IN-FLOW M12 | PV |  | 72336
5.03.063 | [HEAD EX | meas.head Ex low dp ATEX M16 | PV | 0 | 99999
5.03.065 | [COVER ASSY | M+W cover assy IP65 Al | PV
5.03.066 | [COVER ASSY | M+W cover assy IP65 M12 Al | PV
5.03.076 | [COVER ASSY | cover assy ind ATEX CAT3 | PV |  | 71841
5.03.079 | [COVER ASSY | cover assy ind ATEX CAT3 M12 | PV |  | 71841
5.03.081 | [COVER ASSY | M+W cover assy IP65 SS | PV
5.03.082 | [COVER ASSY | M+W cover assy IP65 M12 SS | PV
5.03.100 | [COIL ASSY | coil assy XB ATEX | PV |  | 99999
5.05.001 | [FLOW DEVICE | lam. flow device low | PV | 0 | 99999
5.05.002 | [FLOW DEVICE | lam. flow device medium | PV | 0 | 99999
5.05.003 | [FLOW DEVICE | lam. flow device 500 ln/min | PV | 0 | 99999
5.05.004 | [FLOW DEVICE | lam. flow device 1000 ln/min | PV | 0 | 99999
5.05.005 | [FLOW DEVICE | lam. flow device 1000 ln/min | PV |  | 99999
5.05.006 | [FLOW DEVICE | flow device liquid | PV |  | 99999
5.05.007 | [FLOW DEVICE | flow device liquid low | PV | 0 | 99999
5.05.008 | [FLOW DEVICE | flow device liquid high | PV | 0 | 99999
5.05.009 | [FLOW DEVICE | flow device D-cap low | PV |  | 99999
5.05.010 | [FLOW DEVICE | lam. flow device low/medium | PV | 0 | 99999
5.05.011 | [FLOW DEVICE | lam. flow device medium | PV | 0 | 99999
5.05.012 | [FLOW DEVICE | lam. flow device F-231C | PV | 0 | 99999
5.05.013 | [FLOW DEVICE | lam. flow device high | PV | 0 | 99999
5.05.014 | [FLOW DEVICE | lam. flow device high | PV | 0 | 99999
5.05.015 | [FLOW DEVICE | lam. flow filter high | PV | 0 | 99999
5.05.016 | [FLOW DEVICE | flow device D-cap monel | PV |  | 99999
5.05.017 | [FLOW DEVICE | lam. flow device F-112/F-132 | PV |  | 99999
5.05.024 | [FLOW DEVICE | flow device F-105A | PV |  | 99999
5.05.025 | [FLOW DEVICE | flow device F-105B | PV |  | 99999
5.05.026 | [FLOW DEVICE | flow device F-105C | PV |  | 99999
5.05.027 | [FLOW DEVICE | flow device F-105D | PV |  | 99999
5.05.028 | [FLOW DEVICE | flow device bypass F-105 | PV |  | 99999
5.05.029 | [FLOW DEVICE | liquid flow device high | PV |  | 99999
5.05.030 | [FLOW DEVICE | flow device D-cap medium | PV |  | 99999
5.05.031 | [FLOW DEVICE | flow device D-cap high | PV |  | 99999
5.05.032 | [FLOW DEVICE | liquid flow device low | PV |  | 99999
5.05.033 | [FILTER | inline filter M-411 | PV |  | 99999
5.05.034 | [FILTER | inline filter M-422/423 | PV |  | 99999
5.05.035 | [FLOW DEVICE | lam. flow device F-106/107 | PV | 0 | 99999
5.05.036 | [FLOW DEVICE | lam. flow device high | PV | 0 | 99999
5.05.039 | [FLOW DEVICE | lam. flow device liq. Novellus | PV | 0 | 99999
5.05.040 | [FLOW DEVICE | medium flow device <12ln | PV | 0 | 99999
5.05.041 | [FLOW DEVICE | endplate assy high flow | PV | 0 | 99999
5.05.042 | [FLOW DEVICE | selection endplate COMBI-FLOW | PV |  | 99999
5.05.044 | [SIEVEASSY | sieveassy 4-sets F-116B | PV | 0 | 99999
5.05.045 | [TUBEHOLDER | tubeholderassy liquid | PV |  | 99999
5.05.046 | [FLOW DEVICE | endplate assy AC-type | PV | 0 | 99999
5.05.049 | [SIEVEASSY | sieveassy 4-sets F-116A | PV | 0 | 99999
5.05.112 | [LFE ASSY CM | LFE assy CM2-010 | PV
5.05.113 | [LFE ASSY CM | LFE assy CM2-020 | PV
5.05.114 | [LFE ASSY CM | LFE assy CM2-050 | PV
5.05.115 | [LFE ASSY CM | LFE assy CM2-100 | PV
5.05.116 | [LFE ASSY CM | LFE assy CM2-200 | PV
5.05.117 | [LFE ASSY CM | LFE assy CM2-500 | PV
5.05.118 | [LFE ASSY CM | LFE assy CM2-1K0 | PV
5.05.119 | [LFE ASSY CM | LFE assy CM2-2K0 | PV
5.05.120 | [LFE ASSY CM | LFE assy CM2-5K0 | PV
5.05.121 | [LFE ASSY CM | LFE assy CM2-10K | PV
5.05.122 | [LFE ASSY CM | LFE assy CM2-20K | PV
5.05.123 | [LFE ASSY CM | LFE assy CM2-40K | PV
5.05.133 | [FILTER M2 | filter assy M2 | PV |  | 99999
5.06.001 | [ADAPTOR SET | adaptor set 1/4 x 1/8 | PV | 0 | 99999
5.06.002 | [ADAPTOR SET | adaptor set 1/4 x 1/4 | PV | 0 | 99999
5.06.003 | [ADAPTOR SET | adaptor set 1/2 x 1/2 | PV | 0 | 99999
5.06.004 | [ADAPTOR SET | adaptor set NO 3/4 x 3/4 | PV |  | 99999
5.06.005 | [ADAPTOR SET | adaptor set NO 1/8 x 1/8 | PV |  | 99999
5.06.006 | [ADAPTOR SET | adaptor set NO 1/4 x 1/4 | PV |  | 99999
5.06.007 | [ADAPTOR SET | adaptor set NO 1/2 x 1/2 | PV |  | 99999
5.06.008 | [ADAPTOR SET | adaptor set NO 1/8 x 1/8 | PV |  | 99999
5.06.009 | [ADAPTOR SET | adaptor set 1/4 x 1/8 | PV |  | 99999
5.06.010 | [ADAPTOR SET | adaptor set NO 1/8 x 1/8 | PV |  | 99999
5.06.011 | [ADAPTOR SET | adaptor set NO 1/8 x 1/8 | PV |  | 99999
5.06.012 | [ADAPTOR SET | adaptor set 1/8 x 1/8 | PV | 0 | 99999
5.06.013 | [ADAPTOR SET | adaptor set NO 1/8 x 1/8 | PV |  | 99999
5.06.014 | [ADAPTOR SET | adaptor set NO 1/8 x 1/8 | PV |  | 99999
5.06.015 | [ADAPTOR SET | adaptor set NO 1/8 x 1/8 | PV |  | 99999
5.06.016 | [ADAPTOR SET | adaptor set 1/4 x 1/4 | PV |  | 99999
5.06.017 | [ADAPTOR SET | adaptor set monel 1/4 x 1/8 | PV | 0 | 99999
5.06.018 | [ADAPTER SET | adapter assy COMBI-FLOW | PV | 0 | 99999
5.06.019 | [ADAPTOR SET | adaptor set 1 x 1 | PV | 0 | 99999
5.07.001 | [VALVE PARTS | valve parts F-001 | PV |  | 72203
5.07.002 | [VALVE PARTS | valve parts F-002 | PV |  | 72203
5.07.003 | [VALVE ASSY | valve assy F-001 | PV |  | 99999
5.07.004 | [VALVE ASSY | valve assy F-002 | PV |  | 99999
5.07.005 | [VALVE ASSY | valve assy F-003 | PV |  | 99999
5.07.006 | [VALVE ASSY | valve assy F-033 | PV |  | 99999
5.07.007 | [VALVE PARTS | valve parts F-001 | PV |  | 99999
5.07.008 | [VALVE ASSY | valve assy F-001 | PV |  | 99999
5.07.009 | [VALVE ASSY | valve assy F-002 | PV |  | 99999
5.07.010 | [VALVE PARTS | valve parts F-001 | PV |  | 99999
5.07.011 | [VALVE ASSY | valve assy F-001 | PV |  | 99999
5.07.012 | [VALVE ASSY | valve assy F-002 liquid | PV | 0 | 99999
5.07.013 | [ | not used | NONE
5.07.014 | [TAP ASSY | tap assy liquid | PV | 0 | 99999
5.07.015 | [VALVE ASSY | valve assy F-001C-LA | PV | 0 | 99999
5.07.016 | [VALVE ASSY | valve assy F-001D-LA | PV |  | 99999
5.07.017 | [VALVE ASSY | valve assy F-001 liquid | PV | 0 | 99999
5.07.018 | [VALVE ASSY | valve assy F-002 liquid welded | PV |  | 99999
5.07.019 | [VALVE ASSY | valve assy F-001 liquid welded | PV |  | 99999
5.07.020 | [VALVE ASSY | valve assy F-001C n.o. | PV | 0 | 99999
5.07.021 | [VALVE ASSY | valve assy F-001C-LB | PV | 0 | 99999
5.07.022 | [VALVE ASSY | valve assy F-001D-LB | PV | 0 | 99999
5.07.023 | [VALVE ASSY | valve assy F-002 LA/LB | PV | 0 | 99999
5.07.024 | [VALVE ASSY | valve assy F-002 Ex/I | PV | 0 | 99999
5.07.025 | [VALVE ASSY | valve assy F-002 LA/LB liquid | PV | 0 | 99999
5.07.026 | [VALVE ASSY | valve assy vary-P F-033 | PV | 0 | 99999
5.07.027 | [VALVE ASSY | valve assy F-002-LC | PV |  | 99999
5.07.028 | [VALVE ASSY | valve assy F-002-LC n.o. | PV | 0 | 99999
5.07.029 | [VALVE ASSY | valve assy F-003 | PV | 0 | 99999
5.07.030 | [VALVE ASSY | valve assy F-001D n.o. | PV | 0 | 99999
5.07.031 | [VALVE ASSY | valve assy F-003 Ex/I | PV | 0 | 99999
5.07.032 | [ | not used | NONE
5.07.033 | [VALVE ASSY | valve assy vary-P <10ln/min | PV | 0 | 99999
5.07.034 | [VALVE ASSY | valve assy F-002 LA/LB | PV |  | 99999
5.07.035 | [VALVE ASSY | valve assy metalen afdicht | PV |  | 99999
5.07.036 | [FILLERRING | fillerring assy F-231C | PV |  | 99999
5.07.037 | [VALVE ASSY | valve assy 001C valve | PV |  | 99999
5.07.038 | [VALVE ASSY | valve assy 001D valve | PV |  | 99999
5.07.039 | [VALVE ASSY | valve assy 002C valve | PV |  | 99999
5.07.040 | [VALVE ASSY | valve assy 002CI valve | PV |  | 99999
5.07.041 | [VALVE ASSY | valve assy 002CX valve | PV |  | 99999
5.07.042 | [VALVE ASSY | valve assy 002D valve | PV |  | 99999
5.07.043 | [VALVE ASSY | valve assy 002DI valve | PV |  | 99999
5.07.044 | [VALVE ASSY | valve assy 002DX valve | PV |  | 99999
5.07.045 | [VALVE ASSY | valve assy 033C valve | PV |  | 99999
5.07.046 | [VALVE ASSY | valve assy 033CI valve | PV |  | 99999
5.07.047 | [VALVE ASSY | valve assy 033CX valve | PV |  | 99999
5.07.048 | [VALVE ASSY | valve assy 003 valve | PV |  | 99999
5.07.049 | [VALVE ASSY | valve assy 003I valve | PV |  | 99999
5.07.050 | [VALVE ASSY | valve assy 003X valve | PV |  | 99999
5.07.051 | [VALVE ASSY | valve assy 001C control LA | PV |  | 99999
5.07.052 | [VALVE ASSY | valve assy 001C control LB | PV |  | 99999
5.07.053 | [VALVE ASSY | valve assy 001D control LA | PV |  | 99999
5.07.054 | [VALVE ASSY | valve assy 001D control LB | PV |  | 99999
5.07.055 | [VALVE ASSY | valve assy 002C control LA | PV |  | 99999
5.07.056 | [VALVE ASSY | valve assy 002C control LB | PV |  | 99999
5.07.057 | [VALVE ASSY | valve assy 002C control LC | PV |  | 99999
5.07.058 | [VALVE ASSY | valve assy 003 control LA | PV |  | 99999
5.07.059 | [VALVE ASSY | valve assy 002 liq control LA | PV |  | 99999
5.07.060 | [VALVE ASSY | valve assy 002D n.c. short sl | PV |  | 99999
5.07.061 | [VALVE ASSY | valve assy 002D n.c. long sl | PV |  | 99999
5.07.062 | [VALVE ASSY | valve assy 002D n.o. long sl | PV |  | 99999
5.07.063 | [VALVE ASSY | valve assy draw 001C/001D n.c. | PV |  | 99999
5.07.064 | [VALVE ASSY | valve assy draw 001C/001D n.o. | PV |  | 99999
5.07.065 | [VALVE ASSY | valve assy draw 002C/002D n.c. | PV |  | 99999
5.07.066 | [VALVE ASSY | valve assy draw 033C vary P | PV |  | 99999
5.07.067 | [VALVE ASSY | valve assy draw 002C/002D n.o. | PV |  | 99999
5.07.068 | [VALVE ASSY | valve assy draw 003C short sl | PV |  | 99999
5.07.069 | [VALVE ASSY | valve assy draw 003C long sl | PV |  | 99999
5.07.070 | [VALVE ASSY | valve assy vary-P <10ln/min | PV | 0 | 99999
5.07.071 | [VALVE ASSY | valve assy F-001 n.o. | PV |  | 99999
5.07.072 | [VALVE ASSY | valve assy F-001 n.c. | PV |  | 99999
5.07.074 | [VALVE ASSY | valve assy F-003C | PV | 0 | 99999
5.07.077 | [VALVE ASSY | valve assy F-002D liquid | PV | 0 | 99999
5.07.079 | [VALVE ASSY | valve assy F-032CX-XC n.c. | PV | 0 | 99999
5.07.080 | [VALVE ASSY | valve assy F-033C n.c. | PV | 0 | 99999
5.07.081 | [VALVE ASSY | valve assy F-033C vary-P n.c. | PV | 0 | 99999
5.07.082 | [ORIFICE ASS | orifice assy F-033C d1.5 | PV | 0 | 99999
5.07.083 | [ORIFICE ASS | orifice assy F-033C d1.0 | PV | 0 | 99999
5.07.084 | [VALVE ASSY | valve assy F-001AC XB/XC n.c. | PV | 0 | 99999
5.07.086 | [VALVE ASSY | valve assy F-002C n.o. | PV | 0 | 99999
5.07.089 | [VALVE ASSY | valve assy F-003C-IB Metco | PV | 0 | 99999
5.07.090 | [ORIFICE ASS | orifice C | PV |  | 99999
5.07.091 | [ORIFICE ASS | orifice assy F-033C | PV |  | 99999
5.07.092 | [ORIFICE C | orifice C monel | PV |  | 99999
5.07.093 | [VALVE ASSY | valve assy F-002D liquid | PV | 0 | 99999
5.07.094 | [VALVE ASSY | valve assy F-002D Novellus | PV | 0 | 99999
5.07.096 | [FILLERRING | fillerring assy F-230C | PV | 0 | 99999
5.07.097 | [VALVE ASSY | valve assy F-002AC-XB | PV | 0 | 99999
5.07.100 | [ORIFICEHOLD | selection orificeholder | PV |  | 99999
5.07.101 | [ORIFICE COM | selection orifice COMBI-FLOW | PV |  | 99999
5.07.102 | [ | not used | NONE
5.07.103 | [VALVE ASSY | C2 module COMBI/LIQUI-FLOW | PV | 0 | 99999
5.07.104 | [VALVE ASSY | valve assy F-003BC | PV | 0 | 99999
5.07.106 | [FILLERRING | fillerring assy F-230C H2 | PV | 0 | 99999
5.07.107 | [VALVE ASSY | vary-P valve assy F-033C H2 | PV | 0 | 99999
5.07.108 | [W-002 | W-002 | PV | 0 | 99999
5.07.109 | [VALVE ASSY | modular valve assy VM1 | PV | 0 | 99999
5.07.110 | [VALVE ASSY | valve assy F-001C n.c. | PV | 0 | 99999
5.07.113 | [VALVE ASSY | modular valve assy VM2 | PV | 0 | 99999
5.07.114 | [W-003 | W-003 | PV | 0 | 99999
5.07.120 | [VALVE ASSY | valve assy 1/8" face seal | PV | 0 | 99999
5.07.121 | [VALVE ASSY | valve assy 1/8"UN | PV | 0 | 99999
5.07.122 | [VALVE ASSY | valve assy F-001BC n.c. | PV | 0 | 99999
5.07.127 | [VALVE ASSY | C2 module metal | PV | 0 | 99999
5.07.128 | [VALVE ASSY | M+W valve assy D-4012 n.c. | PV | 0 | 99999
5.07.131 | [VALVE ASSY | valve assy combi n.o. shim | PV | 0 | 99999
5.07.132 | [VALVE ASSY | valve assy combi n.c. shim | PV | 0 | 99999
5.07.133 | [VALVE ASSY | liqui combi with shims n.o. | PV | 0 | 99999
5.07.134 | [VALVE ASSY | liqui combi with shims n.c. | PV | 0 | 99999
5.07.136 | [VALVE ASSY | valve assy TST001 | PV | 0 | 99999
5.07.137 | [VALVE ASSY | valve assy TST002 | PV | 0 | 99999
5.07.138 | [VALVE ASSY | V01 valve assy TST | PV | 0 | 99999
5.07.141 | [VALVE ASSY | toggle valve assy APP-012 | PV |  | 99999
5.07.142 | [VALVE ASSY | pneumatic valve assy APP | PV |  | 99999
5.07.143 | [VALVE ASSY | needle valve assy APP | PV |  | 99999
5.07.145 | [VALVE ASSY | valve assy V02 conv.coil | PV | 0 | 99999
5.07.146 | [VALVE ASSY | valve assy F-004AI | PV | 0 | 99999
5.07.147 | [VALVE EHR | valve assy EHR-001V | PV | 0 | 99999
5.07.148 | [VALVE ASSY | pneumatic shut-off valve n.c. | PV | 0 | 99999
5.07.150 | [VALVE ASSY | valve assy F-001AC XB/XC n.o. | PV |  | 99999
5.07.151 | [VALVE ASSY | valve assy F-001AC IG/IH/II no | PV |  | 99999
5.07.152 | [VALVE ASSY | valve assy F-002C IG/IH/II n.c | PV |  | 99999
5.07.153 | [VALVE ASSY | valve assy F-002C XB/XC n.o. | PV |  | 99999
5.07.154 | [VALVE ASSY | valve assy F-002C IG/IH/II n.o | PV |  | 99999
5.07.160 | [VALVE ASSY | valve assy V01 n.o. conv. coil | PV | 0 | 99999
5.07.161 | [APP VALVE | el. shut-off valve APP-004 | PV |  | 99999
5.07.162 | [VALVE ASSY | pneumatic shut-off valve n.o. | PV | 0 | 99999
5.07.163 | [VALVE ASSY | valve assy F-003AC-XB n.c. | PV
5.07.164 | [VALVE ASSY | el. shut-off valve APP-104 | PV |  | 99999
5.07.170 | [VALVE ASSY | valve assy topmount Ex-XC n.c. | PV |  | 99999
5.07.176 | [VALVE ASSY | valve assy IQ+ | PV |  | 99999
5.07.177 | [VALVE ASSY | valve assy F-002AV/F-012AV-XB | PV |  | 99999
5.07.178 | [VALVE ASSY | valve assy F-003AV/F-013AV-XB | PV |  | 99999
5.07.179 | [VALVE ASSY | valve assy F-032CI n.c | PV |  | 99999
5.07.183 | [VALVE ASSY | valve assy F-033C H2 | PV |  | 99999
5.07.202 | [VALVE ASSY | valve assy TM lab n.c. 1.50 V | PV |  | 99999
5.07.203 | [VALVE ASSY | valve assy TM lab n.c. 1.70 V | PV |  | 99999
5.07.204 | [VALVE ASSY | valve assy TM lab n.c. 2.00 V | PV |  | 99999
5.07.209 | [VALVE ASSY | valve assy metal seal no basis | NONE
5.07.210 | [VALVE ASSY | valve assy metal seal no 0.05 | PV |  | 99999
5.07.211 | [VALVE ASSY | valve assy metal seal no 0.07 | PV |  | 99999
5.07.212 | [VALVE ASSY | valve assy metal seal no 0.10 | PV |  | 99999
5.07.213 | [VALVE ASSY | valve assy metal seal no 0.14 | PV |  | 99999
5.07.214 | [VALVE ASSY | valve assy metal seal no 0.20 | PV |  | 99999
5.07.215 | [VALVE ASSY | valve assy metal seal no 0.30 | PV |  | 99999
5.07.216 | [VALVE ASSY | valve assy metal seal no 0.37 | PV |  | 99999
5.07.217 | [VALVE ASSY | valve assy metal seal no 0.50 | PV |  | 99999
5.07.218 | [VALVE ASSY | valve assy metal seal no 0.70 | PV |  | 99999
5.07.219 | [VALVE ASSY | valve assy metal seal no 1.00 | PV |  | 99999
5.07.220 | [VALVE ASSY | valve assy metal seal no 1.30 | PV |  | 99999
5.07.221 | [VALVE ASSY | valve assy metal seal no 1.50 | PV |  | 99999
5.07.222 | [VALVE ASSY | valve assy metal seal no 1.70 | PV |  | 99999
5.07.223 | [VALVE ASSY | valve assy metal seal no 2.00 | PV |  | 99999
5.07.244 | [VALVE ASSY | valve assy TM ind nc IIW coil | PV |  | 99999
5.07.245 | [VALVE ASSY | valve assy TM ind no IIW coil | PV |  | 99999
5.07.250 | [ASSY | actuator assy BAL00xB | PV
5.07.255 | [VALVE ASSY | valve assy F-042C TM | PV
5.08.001 | [PCB ASSY | Euro pcb-assy C-cap. F/G | PV | 0 | 99999
5.08.002 | [PCB ASSY | Euro pcb-assy D-cap. F/G | PV | 0 | 99999
5.08.003 | [PCB ASSY | Euro pcb-assy liquid MFC | PV | 0 | 99999
5.08.005 | [PCB ASSY | pcb-assy 601C | PV |  | 99999
5.08.006 | [PCB ASSY | Ind. pcb-assy D-cap. H-type | PV | 0 | 99999
5.08.007 | [PCB ASSY | Ind. pcb-assy C-cap. H-type | PV | 0 | 99999
5.08.008 | [ | not used | NONE
5.08.009 | [PCB ASSY | Euro pcb-assy | PV |  | 99999
5.08.010 | [PCB ASSY | Euro pcb-assy | PV |  | 99999
5.08.011 | [PCB ASSY | Euro pcb-assy | PV |  | 99999
5.08.012 | [PCB ASSY | Euro pcb-assy | PV |  | 99999
5.08.013 | [PCB ASSY | Euro pcb-assy liquid MFC | PV | 0 | 99999
5.08.014 | [PCB ASSY | Euro pcb-assy | PV |  | 99999
5.08.015 | [PCB ASSY | pcb-assy Ex-Proof | PV |  | 99999
5.08.016 | [PCB ASSY | pcb-assy DVM | PV | 0 | 99999
5.08.017 | [PCB ASSY | Euro pcb-assy C-cap. H-type | PV | 0 | 99999
5.08.018 | [PCB ASSY | Euro pcb-assy D-cap. H-type | PV | 0 | 99999
5.08.019 | [PCB ASSY | Ind. pcb assy liquid H-type | PV | 0 | 99999
5.08.020 | [PCB ASSY | Ind. pcb-assy C-cap. F-type | PV | 0 | 99999
5.08.021 | [PCB ASSY | Ind. pcb-assy D-cap. F-type | PV | 0 | 99999
5.08.022 | [PCB ASSY | Am. pcb assy C-cap. U/V-type | PV | 0 | 99999
5.08.023 | [PCB ASSY | Am. pcb assy D-cap. U/V-type | PV | 0 | 99999
5.08.024 | [PCB ASSY | pcb + case assy Tubecal3 | PV | 0 | 99999
5.08.025 | [PCB ASSY | pcb + case assy Tubecal3 IRM | PV |  | 99999
5.08.026 | [PCB ASSY | Ind. pcb assy liquid H | PV | 0 | 99999
5.08.027 | [PCB ASSY | Ind. pcb-assy C-cap. F/G-type | PV | 0 | 99999
5.08.028 | [PCB ASSY | Industr.pcb-assy C-cap. H-type | PV | 0 | 99999
5.08.029 | [PCB ASSY | Ind. pcb assy D-cap. F/G-type | PV | 0 | 99999
5.08.030 | [PCB ASSY | Industr.pcb-assy D-cap. H-type | PV | 0 | 99999
5.08.031 | [PCB ASSY | Euro pcb-assy C-cap. F/G-type | PV | 0 | 99999
5.08.033 | [PCB ASSY | Ind.pcb-assy M-cap. F/G-type | PV | 0 | 99999
5.08.036 | [PCB ASSY | pcb + case assy FRM\FTM TD | PV | 0 | 99999
5.08.037 | [PCB ASSY | pcb + case assy FRM\FTM TA | PV | 0 | 99999
5.08.038 | [PCB ASSY | Euro DMFC pcb-assy C-cap. | PV | 0 | 99999
5.08.039 | [PCB ASSY | Euro DMFC pcb-assy D-cap. | PV | 0 | 99999
5.08.040 | [PCB ASSY | Euro DEPC pcb-assy | PV | 0 | 99999
5.08.041 | [PCB ASSY | Euro DMFC II pcb-assy C-cap. | PV | 0 | 99999
5.08.042 | [PCB ASSY | Euro DMFC II pcb-assy D-cap. | PV | 0 | 99999
5.08.043 | [PCB ASSY | Euro DEPC II pcb-assy | PV | 0 | 99999
5.08.044 | [PCB ASSY | Euro pcb-assy D-cap. F/G-type | PV | 0 | 99999
5.08.045 | [PCB ASSY | pcb-assy D-cap. H-type distanc | PV | 0 | 99999
5.08.046 | [PCB ASSY | pcb-assy C-cap. H-type distanc | PV | 0 | 99999
5.08.047 | [PCB ASSY | DMFC II pcb-assy D-cap dist pt | PV | 0 | 99999
5.08.055 | [PCB ASSY | MFC Ind digital assy | PV | 0 | 99999
5.08.056 | [CASE ASSY | case assy special lab. case | PV | 0 | 99999
5.08.062 | [PCB ASSY | pcb assy CORI-FLOW DeviceNet | PV | 0 | 99999
5.08.063 | [PCB ASSY | pcb assy CORI-FLOW analog | PV | 0 | 99999
5.08.064 | [PCB ASSY | OEM II pcb assy press voltage | PV | 0 | 99999
5.08.065 | [PCB ASSY | pcb assy DUMA case | PV | 0 | 99999
5.08.067 | [PCB ASSY | pcb assy CORI-FLOW FLOW-BUS | PV | 0 | 99999
5.08.068 | [PCB ASSY | pcb assy CORI-FLOW PROFIBUS-DP | PV | 0 | 99999
5.08.070 | [PCB ASSY | OEM II pcb assy press current | PV | 0 | 99999
5.08.071 | [CASE ASSY | assy spec. lab. case high temp | PV | 0 | 99999
5.08.072 | [PCB ASSY | pcb assy mu-flow MBC ana+RS232 | PV | 0 | 99999
5.08.073 | [PCB ASSY | assy IP65 lab case ana.+RS232 | PV | 0 | 99999
5.08.074 | [PCB ASSY | assy IP65 lab case PROFIBUS | PV | 0 | 99999
5.08.075 | [PCB ASSY | assy IP65 lab case FLOW-BUS | PV | 0 | 99999
5.08.076 | [PCB ASSY | assy IP65 lab case DeviceNet | PV | 0 | 99999
5.08.092 | [PCB ASSY | pcb assy CORI-FLOW Modbus | PV | 0 | 99999
5.08.094 | [PCB ASSY | pcb assy MBC PROFIBUS 2 wind | PV | 0 | 99999
5.08.096 | [PCB ASSY | assy IN-FLOW compact ana+RS232 | PV |  | 99999
5.08.097 | [PCB ASSY | assy IN-FLOW compact PROFIBUS | PV |  | 99999
5.08.098 | [PCB ASSY | assy IN-FLOW compact FLOW-BUS | PV |  | 99999
5.08.099 | [PCB ASSY | assy IN-FLOW compact DeviceNet | PV |  | 99999
5.08.100 | [PCB ASSY | assy IN-FLOW compact Modbus | PV |  | 99999
5.08.101 | [PCB ASSY | pcb assy IN-FLOW ana.+RS232 | PV |  | 99999
5.08.102 | [PCB ASSY | pcb assy IN-FLOW PROFIBUS | PV |  | 99999
5.08.103 | [PCB ASSY | pcb assy IN-FLOW FLOW-BUS | PV |  | 99999
5.08.104 | [PCB ASSY | pcb assy IN-FLOW DeviceNet | PV |  | 99999
5.08.105 | [PCB ASSY | pcb assy IN-FLOW Modbus | PV |  | 99999
5.08.110 | [PCB ASSY | assy IN-FLOW ana.+RS232 2 wind | PV | 0 | 99999
5.08.111 | [PCB ASSY | assy IN-FLOW FLOW-BUS 2 wind | PV | 0 | 99999
5.08.112 | [PCB ASSY | assy IN-FLOW PROFIBUS 2 wind | PV | 0 | 99999
5.08.113 | [PCB ASSY | assy IN-FLOW DeviceNet 2 wind | PV | 0 | 99999
5.08.114 | [PCB ASSY | assy IN-FLOW Modbus 2 wind | PV | 0 | 99999
5.08.117 | [PCB ASSY | pcb assy Euro CTA PROFIBUS | PV | 0 | 99999
5.08.121 | [PCB ASSY | OEM II pcb assy MFM current | PV | 0 | 99999
5.08.123 | [PCB ASSY | pcb assy MBC PROFIBUS 2w rs | PV | 0 | 99999
5.08.124 | [PCB ASSY | pcb assy MBC DeviceNet 2w rs | PV | 0 | 99999
5.08.125 | [PCB ASSY | pcb assy MBC Modbus 2w rs | PV | 0 | 99999
5.08.126 | [PCB ASSY | pcb assy EPC MBC FLOW-BUS rs | PV | 0 | 99999
5.08.127 | [PCB ASSY | pcb assy EPC MBC PROFIBUS rs | PV | 0 | 99999
5.08.128 | [PCB ASSY | pcb assy EPC MBC DeviceNet rs | PV | 0 | 99999
5.08.129 | [PCB ASSY | pcb assy EPC MBC Modbus rs | PV | 0 | 99999
5.08.130 | [PCB ASSY | pcb assy cubic main uP | PV | 0 | 99999
5.08.141 | [BUSASSY | busassy lab PROFIBUS | PV |  | 99999
5.08.150 | [M+W CASE | M+W pcb assy D-5100 LONWORKS | PV |  | 71331
5.08.156 | [M+W CASE | M+W pcb assy D-6200 LONWORKS | PV |  | 71331
5.08.157 | [PCB ASSY | pcb assy IN-PRESS ana.+RS232 | PV | 0 | 99999
5.08.158 | [PCB ASSY | pcb assy IN-PRESS FLOWBUS | PV | 0 | 99999
5.08.159 | [PCB ASSY | pcb assy IN-PRESS PROFIBUS | PV | 0 | 99999
5.08.160 | [PCB ASSY | pcb assy IN-PRESS DeviceNet | PV | 0 | 99999
5.08.161 | [PCB ASSY | pcb assy IN-PRESS Modbus | PV | 0 | 99999
5.08.162 | [PCB ASSY | pcb assy CTA LIQ ind ana+RS232 | PV | 0 | 99999
5.08.163 | [PCB ASSY | pcb assy CTA LIQ ind FLOW-BUS | PV | 0 | 99999
5.08.164 | [PCB ASSY | pcb assy CTA LIQ ind PROFIBUS | PV | 0 | 99999
5.08.165 | [PCB ASSY | pcb assy CTA LIQ ind DeviceNet | PV | 0 | 99999
5.08.166 | [PCB ASSY | pcb assy CTA LIQ ind Modbus | PV | 0 | 99999
5.08.170 | [PCB ASSY | pcb assy IN-FLOW CTA ana+RS232 | PV |  | 99999
5.08.171 | [PCB ASSY | pcb assy IN-FLOW CTA FLOW-BUS | PV |  | 99999
5.08.172 | [PCB ASSY | pcb assy IN-FLOW CTA PROFIBUS | PV |  | 99999
5.08.173 | [PCB ASSY | pcb assy IN-FLOW CTA DeviceNet | PV |  | 99999
5.08.174 | [PCB ASSY | pcb assy IN-FLOW CTA Modbus | PV |  | 99999
5.08.175 | [PCB ETHERCA | pcb assy EtherCAT 1 shut-off | PV |  | 99999
5.08.176 | [PCB ETHERCA | pcb assy EtherCAT 2 shut-off | PV |  | 99999
5.08.177 | [PCB ASSY | M+W pcb assy D-6300 ana+RS232 | PV |  | 99999
5.08.178 | [PCB ASSY | M+W pcb assy D-6300 FLOW-BUS | PV |  | 99999
5.08.179 | [PCB ASSY | M+W pcb assy D-6300 PROFIBUS | PV |  | 99999
5.08.180 | [PCB ASSY | M+W pcb assy D-6300 DeviceNet | PV |  | 99999
5.08.181 | [PCB ASSY | M+W pcb assy D-6300 Modbus | PV |  | 99999
5.08.182 | [M+W CASE | M+W case assy IP65 | PV |  | 99999
5.08.183 | [M+W CASE | M+W case assy IP65 display | PV
5.08.196 | [PCB ASSY | pcb assy ATEX CAT3 ana.+RS232 | PV
5.08.197 | [PCB ASSY | pcb assy ATEX CAT3 FLOW-BUS | PV |  | 99999
5.08.198 | [PCB ASSY | pcb assy ATEX CAT3 PROFIBUS | PV |  | 99999
5.08.199 | [PCB ASSY | pcb assy ATEX CAT3 DeviceNet | PV |  | 99999
5.08.200 | [PCB ASSY | pcb assy ATEX CAT3 Modbus | PV |  | 99999
5.09.001 | [VALVE ASSY | plung.hold + centerspring F001 | PV | 0 | 99999
5.09.002 | [VALVE ASSY | plung.hold+centspring F001 n.o | PV | 0 | 99999
5.09.003 | [SLEEVE ASSY | without orifice Viton | PV | 0 | 99999
5.09.004 | [SLEEVE ASSY | without orifice Vit vulcanized | PV | 0 | 99999
5.10.001 | [TUBE ASSY | base tube assy FPP | PV | 0 | 99999
5.10.002 | [TUBE ASSY | sub assy tube T-005 | PV | 0 | 99999
5.10.003 | [TUBE ASSY | sub assy tube T-016 | PV | 0 | 99999
5.10.004 | [TUBE ASSY | sub assy tube T-050 | PV | 0 | 99999
5.11.001 | [COVER L2 | back cover L2 | PV | 0 | 99999
5.11.002 | [COVER L2 | back cover L2 | PV | 0 | 99999
5.11.003 | [BODY L2 | casted body L2 | PV |  | 99999
5.11.006 | [COVER L1 | milled-off back cover L1 | PV |  | 99999
5.11.007 | [COVER L1/L2 | milled-off front cover L1/L2 | PV |  | 99999
5.11.008 | [BODY L1 | casted body L1 | PV |  | 99999
5.11.010 | [BODY L1 | coated body L1 | PV |  | 99999
5.11.012 | [BODY HEATER | heater body W-200 | PV | 0 | 99999
5.11.013 | [HEATER | heater W-200 | PV |  | 99999
5.11.014 | [HEATER W200 | heater W-200 | PV | 0 | 99999
5.11.015 | [BODY L2 | coated body L2 | PV |  | 99999
5.11.016 | [COVER L1/L2 | front cover L1/L2 | PV | 0 | 99999
5.11.017 | [COVER L1 | back cover L1 | PV | 0 | 99999
5.11.018 | [PIGTAIL L1 | pigtail assy L1 | PV | 0 | 71634
5.11.019 | [PIGTAIL L1 | welded pigtail assy L1 | PV |  | 99999
5.11.020 | [TUBE L2 | welded tube + tubeholder L2 | PV |  | 99999
5.11.021 | [TUBE W-200 | spirol tube W-200 | PV |  | 99999
5.11.022 | [ | not used | NONE
5.11.023 | [ | not used | NONE
5.11.024 | [ | not used | NONE
5.11.025 | [ | not used | NONE
5.11.026 | [ | not used | NONE
5.11.027 | [ | not used | NONE
5.11.028 | [ | not used | NONE
5.11.029 | [ | not used | NONE
5.11.030 | [ | not used | NONE
5.11.031 | [ | not used | NONE
5.11.032 | [ | not used | NONE
5.11.033 | [ | not used | NONE
5.11.034 | [ | not used | NONE
5.11.035 | [ | not used | NONE
5.11.036 | [ | not used | NONE
5.11.037 | [ | not used | NONE
5.11.038 | [ | not used | NONE
5.11.039 | [ | not used | NONE
5.11.040 | [ | not used | NONE
5.11.041 | [COVER L2 | milled-off back cover L2 | PV |  | 99999
5.11.046 | [HEATER W-30 | heater body W-300 | PV | 0 | 99999
5.11.047 | [HEATER W-30 | heater W-300 | PV | 0 | 99999
5.11.048 | [BODY HEATER | heater body W-100 | PV | 0 | 70813
5.11.049 | [BRACKET ASS | bracket arm assy cap tester | PV |  | 99999
5.11.050 | [ | not used | NONE
5.11.051 | [HEATER W100 | heater W-100 | PV | 0
5.11.052 | [TUBE ASSY | sensor tube L-30 | PV | 0 | 99999
5.11.053 | [ | not used | NONE
5.11.054 | [HEATER W200 | heater W-200 | PV | 0 | 71634
5.11.055 | [HEATER W200 | heater body W-200 | PV | 0 | 71634
5.11.056 | [BELLOW ASSY | bellow assy nickel | PV |  | 71626
5.11.060 | [BASE L30 | base L30 | PV | 0 | 99999
5.11.069 | [HEATER W-20 | heater W-200 ASM 230V thermo | PV |  | 71634
5.11.071 | [BASE L31 | base L31 | PV |  | 99999
5.11.072 | [SENSOR FOIL | outer sensor with foliate L31 | PV |  | 99999
5.11.076 | [BODY HEATER | heater body W-100B | PV |  | 71634
5.11.077 | [BODY HEATER | heater body W-200B | PV |  | 71634
5.11.078 | [HEATER W100 | heater W-100B | PV |  | 71634
5.11.079 | [HEATER W100 | heater W-200B | PV |  | 71634
5.11.088 | [PLUNGERHOLD | plungerholder assy MS liq n.c. | PV
5.11.097 | [ORIFICE ASS | orifice assy F-033C Ø1.5 v | PV
5.11.098 | [ORIFICE ASS | orifice assy F-033C Ø1.0 v | PV |  | 99999
5.11.100 | [ORIFICE ASS | orifice assy F-033C Ø1.5 k | PV |  | 99999
5.11.101 | [ORIFICE ASS | orifice assy F-033C Ø1.0 k | PV |  | 99999
5.11.102 | [BELLOW ASSY | bellow assy+plunger F-004BC E | PV | 0 | 99999
5.11.128 | [HINGE BLOCK | hinge block for piezo clamping | PV
5.11.129 | [OPTO ASSY | assy opto adjustment | PV
5.11.140 | [PLUNGER TM3 | plunger assy shaft TM3 viton | PV |  | 99999
5.11.141 | [PLUNGER TM3 | plunger assy gasket TM3 viton | PV |  | 99999
5.12.001 | [SMS-PS-01 | pressure switch PS-01 | PV |  | 99999
5.12.003 | [SMS-FM-01 | flow meter FM-01 | PV |  | 99999
5.12.004 | [SMS-FM-02 | flow meter FM-02 | PV |  | 99999
5.12.005 | [SMS-FC-01-N | flow controller FC-01-NC | PV |  | 99999
5.12.006 | [SMS-FC-02-N | flow controller FC-02-NC | PV |  | 99999
5.12.010 | [SMS-CP-01 | cover plate valve CP-01 | PV |  | 99999
5.12.034 | [SMS-FC-01-N | flow controller FC-01-NO | PV |  | 99999
5.12.035 | [SMS-FC-02-N | flow controller FC-02-NO | PV |  | 99999
5.12.041 | [SMS-EV-01-N | electric. act. valve EV-01-NC | PV |  | 99999
5.12.042 | [SMS-EV-01-N | electric. act. valve EV-01-NO | PV |  | 99999
5.12.045 | [SMS-EV-03-N | electric. act. valve EV-03-NC | PV |  | 99999
5.12.046 | [SMS-EV-03-N | electric. act. valve EV-03-NO | PV |  | 99999
5.12.049 | [SMS-AP-10 | adapter plate compr. type 10mm | PV |  | 99999
5.12.050 | [SMS-CP-02 | cover plate bypass CP-02 | PV |  | 99999
5.12.051 | [SMS-FC-00-N | flow controller FC-00-NC | PV |  | 99999
5.12.052 | [SMS-FC-00-N | flow controller FC-00-NO | PV |  | 99999
5.12.053 | [SMS-FM-00 | flow meter FM-00 | PV |  | 99999
5.12.062 | [SMS-VC-53 | mc 5x in 3x out with valve | PV |  | 99999
5.12.081 | [APP | APP-005SV | PV |  | 99999
5.12.082 | [APP | APP-020SV | PV |  | 99999
5.12.083 | [APP | APP-050SV | PV |  | 99999
5.12.084 | [APP | APP-100SV | PV |  | 99999
5.12.085 | [APP | APP-200SV | PV |  | 99999
5.12.086 | [APP | APP-500SV | PV |  | 99999
5.12.087 | [APP | APP-1K0SV | PV |  | 99999
5.12.088 | [APP | APP-2K0SV | PV |  | 99999
5.12.089 | [APP | APP-005SE | PV |  | 99999
5.12.090 | [APP | APP-020SE | PV |  | 99999
5.12.091 | [APP | APP-050SE | PV |  | 99999
5.12.092 | [APP | APP-100SE | PV |  | 99999
5.12.093 | [APP | APP-200SE | PV |  | 99999
5.12.094 | [APP | APP-500SE | PV |  | 99999
5.12.095 | [APP | APP-1K0SE | PV |  | 99999
5.12.096 | [APP | APP-2K0SE | PV |  | 99999
5.12.115 | [ETHERCAT MO | EtherCAT communication module | PV |  | 99999
5.12.116 | [FC-01S-NC | FC-01S-NC EtherCAT 1 shut-off | PV |  | 99999
5.12.117 | [FC-01S-NC | FC-01S-NC EtherCAT 2 shut-off | PV |  | 99999
5.12.120 | [SMS-BB-03 | base body fl.sp.shutoff BB-03 | PV |  | 99999
5.12.121 | [SMS-MC-55 | mixing chamber 5x in / 5x out | PV |  | 99999
5.12.122 | [SMS-AP-04 | adapter plate compr. type 8mm | PV
5.13.002 | [FLOWASSY | flowassy F-110C-002-U | PV |  | 99999
5.13.003 | [FLOWASSY | flowassy F-110C-005-U | PV |  | 99999
5.13.004 | [FLOWASSY | flowassy F-110C-002-I | PV |  | 99999
5.13.005 | [FLOWASSY | flowassy F-110C-005-I | PV |  | 99999
5.13.006 | [BASE ASSY | base assy F-111B basis | NONE
5.13.007 | [BASE ASSY | base assy F-111B-U | PV |  | 99999
5.13.008 | [BASE ASSY | base assy F-111B-I | PV |  | 99999
5.13.010 | [FLOWASSY | flowassy F-111B-020-U | PV |  | 99999
5.13.011 | [FLOWASSY | flowassy F-111B-050-U | PV |  | 99999
5.13.012 | [FLOWASSY | flowassy F-111B-100-U | PV |  | 99999
5.13.013 | [FLOWASSY | flowassy F-111B-200-U | PV |  | 99999
5.13.014 | [FLOWASSY | flowassy F-111B-500-U | PV |  | 99999
5.13.015 | [FLOWASSY | flowassy F-111B-1K0-U | PV |  | 99999
5.13.016 | [FLOWASSY | flowassy F-111B-2K0-U | PV |  | 99999
5.13.017 | [FLOWASSY | flowassy F-111B-5K0-U | PV |  | 99999
5.13.018 | [FLOWASSY | flowassy F-111B-10K-U | PV |  | 99999
5.13.019 | [FLOWASSY | flowassy F-111B-20K-U | PV |  | 99999
5.13.020 | [FLOWASSY | flowassy F-111B-020-I | PV |  | 99999
5.13.021 | [FLOWASSY | flowassy F-111B-050-I | PV |  | 99999
5.13.022 | [FLOWASSY | flowassy F-111B-100-I | PV |  | 99999
5.13.023 | [FLOWASSY | flowassy F-111B-200-I | PV |  | 99999
5.13.024 | [FLOWASSY | flowassy F-111B-500-I | PV |  | 99999
5.13.025 | [FLOWASSY | flowassy F-111B-1K0-I | PV |  | 99999
5.13.026 | [FLOWASSY | flowassy F-111B-2K0-I | PV |  | 99999
5.13.027 | [FLOWASSY | flowassy F-111B-5K0-I | PV |  | 99999
5.13.028 | [FLOWASSY | flowassy F-111B-10K-I | PV |  | 99999
5.13.029 | [FLOWASSY | flowassy F-111B-20K-I | PV |  | 99999
5.13.030 | [BASE ASSY | base assy F-111AC basis | NONE
5.13.031 | [BASE ASSY | base assy F-111AC-U | PV |  | 99999
5.13.032 | [BASE ASSY | base assy F-111AC-I | PV |  | 99999
5.13.034 | [FLOWASSY | flowassy F-111AC-50K-U | PV |  | 99999
5.13.035 | [FLOWASSY | flowassy F-111AC-70K-U | PV |  | 99999
5.13.036 | [FLOWASSY | flowassy F-111AC-50K-I | PV |  | 99999
5.13.037 | [FLOWASSY | flowassy F-111AC-70K-I | PV |  | 99999
5.13.038 | [BASE ASSY | base assy F-112AC basis | NONE
5.13.039 | [BASE ASSY | base assy F-112AC-U | PV |  | 99999
5.13.040 | [BASE ASSY | base assy F-112AC-I | PV |  | 99999
5.13.042 | [FLOWASSY | flowassy F-112AC-M10-U | PV |  | 99999
5.13.043 | [FLOWASSY | flowassy F-112AC-M20-U | PV |  | 99999
5.13.044 | [FLOWASSY | flowassy F-112AC-M10-I | PV |  | 99999
5.13.045 | [FLOWASSY | flowassy F-112AC-M20-I | PV |  | 99999
5.13.046 | [BASE ASSY | base assy F-113AC basis | NONE
5.13.047 | [BASE ASSY | base assy F-113AC-U | PV |  | 99999
5.13.048 | [BASE ASSY | base assy F-113AC-I | PV |  | 99999
5.13.050 | [FLOWASSY | flowassy F-113AC-M50-U | PV |  | 99999
5.13.051 | [FLOWASSY | flowassy F-113AC-1M0-U | PV |  | 99999
5.13.052 | [FLOWASSY | flowassy F-113AC-M50-I | PV |  | 99999
5.13.053 | [FLOWASSY | flowassy F-113AC-1M0-I | PV |  | 99999
5.13.055 | [FLOWASSY | flowassy F-200CV-002-U | PV |  | 99999
5.13.056 | [FLOWASSY | flowassy F-200CV-005-U | PV |  | 99999
5.13.057 | [FLOWASSY | flowassy F-200CV-002-I | PV |  | 99999
5.13.058 | [FLOWASSY | flowassy F-200CV-005-I | PV |  | 99999
5.13.059 | [BASE ASSY | base assy F-201CV basis | PV |  | 99999
5.13.060 | [BASE ASSY | base assy F-201CV-U | PV |  | 99999
5.13.061 | [BASE ASSY | base assy F-201CV-I | PV |  | 99999
5.13.063 | [FLOWASSY | flowassy F-201CV-020-U | PV |  | 99999
5.13.064 | [FLOWASSY | flowassy F-201CV-050-U | PV |  | 99999
5.13.065 | [FLOWASSY | flowassy F-201CV-100-U | PV |  | 99999
5.13.066 | [FLOWASSY | flowassy F-201CV-200-U | PV |  | 99999
5.13.067 | [FLOWASSY | flowassy F-201CV-500-U | PV |  | 99999
5.13.068 | [FLOWASSY | flowassy F-201CV-1K0-U | PV |  | 99999
5.13.069 | [FLOWASSY | flowassy F-201CV-2K0-U | PV |  | 99999
5.13.070 | [FLOWASSY | flowassy F-201CV-5K0-U | PV |  | 99999
5.13.071 | [FLOWASSY | flowassy F-201CV-10K-U | PV |  | 99999
5.13.072 | [FLOWASSY | flowassy F-201CV-20K-U | PV |  | 99999
5.13.073 | [FLOWASSY | flowassy F-201CV-020-I | PV |  | 99999
5.13.074 | [FLOWASSY | flowassy F-201CV-050-I | PV |  | 99999
5.13.075 | [FLOWASSY | flowassy F-201CV-100-I | PV |  | 99999
5.13.076 | [FLOWASSY | flowassy F-201CV-200-I | PV |  | 99999
5.13.077 | [FLOWASSY | flowassy F-201CV-500-I | PV |  | 99999
5.13.078 | [FLOWASSY | flowassy F-201CV-1K0-I | PV |  | 99999
5.13.079 | [FLOWASSY | flowassy F-201CV-2K0-I | PV |  | 99999
5.13.080 | [FLOWASSY | flowassy F-201CV-5K0-I | PV |  | 99999
5.13.081 | [FLOWASSY | flowassy F-201CV-10K-I | PV |  | 99999
5.13.082 | [FLOWASSY | flowassy F-201CV-20K-I | PV |  | 99999
5.13.083 | [BASE ASSY | base assy F-201AV basis | NONE
5.13.084 | [BASE ASSY | base assy F-201AV-U | PV |  | 99999
5.13.085 | [BASE ASSY | base assy F-201AV-I | PV |  | 99999
5.13.087 | [FLOWASSY | flowassy F-201AV-50K-U | PV |  | 99999
5.13.088 | [FLOWASSY | flowassy F-201AV-70K-U | PV |  | 99999
5.13.089 | [FLOWASSY | flowassy F-201AV-50K-I | PV |  | 99999
5.13.090 | [FLOWASSY | flowassy F-201AV-70K-I | PV |  | 99999
5.13.092 | [BASE ASSY | base assy F-202AV-U | PV |  | 99999
5.13.095 | [FLOWASSY | flowassy F-202AV-M10-U | PV |  | 99999
5.13.096 | [FLOWASSY | flowassy F-202AV-M20-U | PV |  | 99999
5.13.097 | [FLOWASSY | flowassy F-202AV-M10-I | PV |  | 99999
5.13.100 | [BASE ASSY | base assy F-203AV-U | PV |  | 99999
5.13.103 | [FLOWASSY | flowassy F-203AV-M50-U | PV |  | 99999
5.13.104 | [FLOWASSY | flowassy F-203AV-1M0-U | PV |  | 99999
5.13.105 | [FLOWASSY | flowassy F-203AV-M50-I | PV |  | 99999
5.13.107 | [FLOWASSY | flowassy AIX-CMxA basis | NONE
5.13.108 | [FLOWASSY | flowassy AIX-CM1A | PV |  | 99999
5.13.109 | [FLOWASSY | flowassy AIX-CM2A | PV |  | 99999
5.13.110 | [FLOWASSY | flowassy AIX-CM3A | PV |  | 99999
5.13.111 | [FLOWASSY | flowassy AIX-CM4A | PV |  | 99999
5.13.112 | [FLOWASSY | flowassy AIX-CM5A | PV |  | 99999
5.13.113 | [FLOWASSY | flowassy AIX-CM6A | PV |  | 99999
5.13.114 | [FLOWASSY | flowassy AIX-CM7A | PV |  | 99999
5.13.115 | [FLOWASSY | flowassy AIX-CM8A | PV |  | 99999
5.13.116 | [FLOWASSY | flowassy AIX-xxxDE basis | NONE
5.13.117 | [FLOWASSY | flowassy AIX-001DE | PV |  | 99999
5.13.118 | [FLOWASSY | flowassy AIX-005DE | PV |  | 99999
5.13.119 | [FLOWASSY | flowassy F-201CM | PV |  | 99999
5.13.120 | [FLOWASSY | flowassy F-111CM | PV |  | 99999
5.13.121 | [FLOWASSY | flowassy P-702CM | PV |  | 99999
5.13.122 | [FLOWASSY | flowassy P-602CM | PV |  | 99999
5.13.123 | [FLOWASSY | flowassy P-502CM | PV |  | 99999
5.13.124 | [FLOWASSY | flowassy F-201CV | PV |  | 99999
5.13.125 | [FLOWASSY | flowassy F-201AV | PV |  | 99999
5.13.126 | [FLOWASSY | flowassy F-111B | PV |  | 99999
5.13.127 | [FLOWASSY | flowassy F-111AC | PV |  | 99999
5.13.128 | [FLOWASSY | flowassy F-112AC | PV |  | 99999
5.13.129 | [FLOWASSY | flowassy F-113AC | PV |  | 99999
5.13.130 | [FLOWASSY | flowassy M13M weld | PV |  | 99999
5.13.147 | [FLOWASSY | flowassy F-111AP | PV |  | 99999
5.13.148 | [FLOWASSY | flowassy F-112AP | PV |  | 99999
5.13.149 | [FLOWASSY | flowassy F-113AP | PV |  | 99999
5.13.150 | [FLOWASSY | flowassy F-201AP | PV |  | 99999
5.13.151 | [FLOWASSY | flowassy F-202AP | PV |  | 99999
5.13.152 | [FLOWASSY | flowassy F-203AP | PV |  | 99999
5.13.153 | [FLOWASSY | flowassy F-201CP | PV |  | 99999
5.13.154 | [FLOWASSY | flowassy F-200CP | PV |  | 99999
5.13.155 | [FLOWASSY | flowassy F-110CP | PV |  | 99999
5.13.156 | [FLOWASSY | flowassy F-111BP | PV |  | 99999
5.13.157 | [FLOWASSY | flowassy AIX-006DE | PV |  | 99999
5.13.162 | [FLOWASSY | flowassy SMS-FS-100C-xxx basis | NONE
5.13.163 | [FLOWASSY | flowassy SMS-FS-100C-005-U | PV |  | 99999
5.13.164 | [FLOWASSY | flowassy SMS-FS-100C-005-I | PV |  | 99999
5.13.165 | [FLOWASSY | flowassy SMS-FS-101C-xxx basis | NONE
5.13.166 | [FLOWASSY | flowassy SMS-FS-101C-020-U | PV |  | 99999
5.13.167 | [FLOWASSY | flowassy SMS-FS-101C-020-I | PV |  | 99999
5.13.168 | [FLOWASSY | flowassy SMS-FS-101C-050-U | PV |  | 99999
5.13.169 | [FLOWASSY | flowassy SMS-FS-101C-050-I | PV |  | 99999
5.13.170 | [FLOWASSY | flowassy SMS-FS-101C-100-U | PV |  | 99999
5.13.171 | [FLOWASSY | flowassy SMS-FS-101C-100-I | PV |  | 99999
5.13.172 | [FLOWASSY | flowassy SMS-FS-101C-200-U | PV |  | 99999
5.13.173 | [FLOWASSY | flowassy SMS-FS-101C-200-I | PV |  | 99999
5.13.174 | [FLOWASSY | flowassy SMS-FS-101C-500-U | PV |  | 99999
5.13.175 | [FLOWASSY | flowassy SMS-FS-101C-500-I | PV |  | 99999
5.13.176 | [FLOWASSY | flowassy SMS-FS-101C-1K0-U | PV |  | 99999
5.13.177 | [FLOWASSY | flowassy SMS-FS-101C-1K0-I | PV |  | 99999
5.13.178 | [FLOWASSY | flowassy SMS-FS-101C-2K0-U | PV |  | 99999
5.13.179 | [FLOWASSY | flowassy SMS-FS-101C-2K0-I | PV |  | 99999
5.13.180 | [FLOWASSY | flowassy SMS-FS-101C-5K0-U | PV |  | 99999
5.13.181 | [FLOWASSY | flowassy SMS-FS-101C-5K0-I | PV |  | 99999
5.13.182 | [FLOWASSY | flowassy SMS-FS-101C-7K0-U | PV |  | 99999
5.13.183 | [FLOWASSY | flowassy SMS-FS-101C-7K0-I | PV |  | 99999
5.13.184 | [FLOWASSY | flowassy SMS-FS-102C-xxx basis | NONE
5.13.185 | [FLOWASSY | flowassy SMS-FS-102C-10K-U | PV |  | 99999
5.13.186 | [FLOWASSY | flowassy SMS-FS-102C-10K-I | PV |  | 99999
5.13.187 | [FLOWASSY | flowassy SMS-FS-102C-20K-U | PV |  | 99999
5.13.188 | [FLOWASSY | flowassy SMS-FS-102C-20K-I | PV |  | 99999
5.13.189 | [FLOWASSY | flowassy SMS-FS-102C-35K-U | PV |  | 99999
5.13.190 | [FLOWASSY | flowassy SMS-FS-102C-35K-I | PV |  | 99999
5.13.191 | [FLOWASSY | flowassy SMS-FS-200CV-xxxbasis | NONE
5.13.192 | [FLOWASSY | flowassy SMS-FS-200CV-005-U | PV |  | 99999
5.13.193 | [FLOWASSY | flowassy SMS-FS-200CV-005-I | PV |  | 99999
5.13.194 | [FLOWASSY | flowassy SMS-FS-201CV-xxxbasis | NONE
5.13.195 | [FLOWASSY | flowassy SMS-FS-201CV-020-U | PV |  | 99999
5.13.196 | [FLOWASSY | flowassy SMS-FS-201CV-020-I | PV |  | 99999
5.13.197 | [FLOWASSY | flowassy SMS-FS-201CV-050-U | PV |  | 99999
5.13.198 | [FLOWASSY | flowassy SMS-FS-201CV-050-I | PV |  | 99999
5.13.199 | [FLOWASSY | flowassy SMS-FS-201CV-100-U | PV |  | 99999
5.13.200 | [FLOWASSY | flowassy SMS-FS-201CV-100-I | PV |  | 99999
5.13.201 | [FLOWASSY | flowassy SMS-FS-201CV-200-U | PV |  | 99999
5.13.202 | [FLOWASSY | flowassy SMS-FS-201CV-200-I | PV |  | 99999
5.13.203 | [FLOWASSY | flowassy SMS-FS-201CV-500-U | PV |  | 99999
5.13.204 | [FLOWASSY | flowassy SMS-FS-201CV-500-I | PV |  | 99999
5.13.205 | [FLOWASSY | flowassy SMS-FS-201CV-1K0-U | PV |  | 99999
5.13.206 | [FLOWASSY | flowassy SMS-FS-201CV-1K0-I | PV |  | 99999
5.13.207 | [FLOWASSY | flowassy SMS-FS-201CV-2K0-U | PV |  | 99999
5.13.208 | [FLOWASSY | flowassy SMS-FS-201CV-2K0-I | PV |  | 99999
5.13.209 | [FLOWASSY | flowassy SMS-FS-201CV-5K0-U | PV |  | 99999
5.13.210 | [FLOWASSY | flowassy SMS-FS-201CV-5K0-I | PV |  | 99999
5.13.211 | [FLOWASSY | flowassy SMS-FS-201CV-7K0-U | PV |  | 99999
5.13.212 | [FLOWASSY | flowassy SMS-FS-201CV-7K0-I | PV |  | 99999
5.13.213 | [FLOWASSY | flowassy SMS-FS-202CV-xxxbasis | NONE
5.13.214 | [FLOWASSY | flowassy SMS-FS-202CV-10K-U | PV |  | 99999
5.13.215 | [FLOWASSY | flowassy SMS-FS-202CV-10K-I | PV |  | 99999
5.13.216 | [FLOWASSY | flowassy SMS-FS-202CV-20K-U | PV |  | 99999
5.13.217 | [FLOWASSY | flowassy SMS-FS-202CV-20K-I | PV |  | 99999
5.13.218 | [FLOWASSY | flowassy SMS-FS-202CV-35K-U | PV |  | 99999
5.13.219 | [FLOWASSY | flowassy SMS-FS-202CV-35K-I | PV |  | 99999
5.13.220 | [FLOWASSY | flowassy SMS-FS-101C | PV |  | 99999
5.13.221 | [FLOWASSY | flowassy SMS-FS-102C | PV |  | 99999
5.13.222 | [FLOWASSY | flowassy SMS-FS-201CV | PV |  | 99999
5.13.223 | [FLOWASSY | flowassy SMS-FS-202CV | PV |  | 99999
5.13.224 | [FLOWASSY | flowassy F-202AV | PV |  | 99999
5.13.225 | [FLOWASSY | flowassy F-203AV | PV |  | 99999
5.13.234 | [FLOWASSY | flowassy TA-201CV | PV |  | 99999
5.13.235 | [FLOWASSY | flowassy TA-702CV | PV
5.13.236 | [FLOWASSY | flowassy TA-602CV | PV
5.13.237 | [FLOWASSY | flowassy TA-201CM | PV
5.13.238 | [FLOWASSY | flowassy TA-702CM | PV
5.13.239 | [FLOWASSY | flowassy TA-602CM | PV
5.13.240 | [BASE ASSY | base assy F-201CB basis | NONE |  | 99999
5.13.241 | [BASE ASSY | base assy F-201CB-U | PV |  | 99999
5.13.242 | [BASE ASSY | base assy F-201CB-I | PV |  | 99999
5.13.244 | [BASE ASSY | flowassy F-201CB-020-U | PV |  | 99999
5.13.245 | [BASE ASSY | flowassy F-201CB-050-U | PV |  | 99999
5.13.246 | [BASE ASSY | flowassy F-201CB-100-U | PV |  | 99999
5.13.247 | [BASE ASSY | flowassy F-201CB-200-U | PV |  | 99999
5.13.248 | [BASE ASSY | flowassy F-201CB-500-U | PV |  | 99999
5.13.249 | [BASE ASSY | flowassy F-201CB-1K0-U | PV |  | 99999
5.13.250 | [BASE ASSY | flowassy F-201CB-2K0-U | PV |  | 99999
5.13.251 | [BASE ASSY | flowassy F-201CB-5K0-U | PV |  | 99999
5.13.252 | [BASE ASSY | flowassy F-201CB-10K-U | PV |  | 99999
5.13.253 | [BASE ASSY | flowassy F-201CB-20K-U | PV |  | 99999
5.13.254 | [BASE ASSY | flowassy F-201CB-020-I | PV |  | 99999
5.13.255 | [BASE ASSY | flowassy F-201CB-050-I | PV |  | 99999
5.13.256 | [BASE ASSY | flowassy F-201CB-100-I | PV |  | 99999
5.13.257 | [BASE ASSY | flowassy F-201CB-200-I | PV |  | 99999
5.13.258 | [BASE ASSY | flowassy F-201CB-500-I | PV |  | 99999
5.13.259 | [BASE ASSY | flowassy F-201CB-1K0-I | PV |  | 99999
5.13.260 | [BASE ASSY | flowassy F-201CB-2K0-I | PV |  | 99999
5.13.261 | [BASE ASSY | flowassy F-201CB-5K0-I | PV |  | 99999
5.13.262 | [BASE ASSY | flowassy F-201CB-10K-I | PV |  | 99999
5.13.263 | [BASE ASSY | flowassy F-201CB-20K-I | PV |  | 99999
5.13.264 | [BASE ASSY | base assy F-201AB basis | NONE
5.13.265 | [BASE ASSY | base assy F-201AB-U | PV |  | 99999
5.13.266 | [BASE ASSY | base assy F-201AB-I | PV |  | 99999
5.13.268 | [BASE ASSY | flowassy F-201AB-50K-U | PV |  | 99999
5.13.269 | [BASE ASSY | flowassy F-201AB-70K-U | PV |  | 99999
5.13.270 | [BASE ASSY | flowassy F-201AB-50K-I | PV |  | 99999
5.13.271 | [BASE ASSY | flowassy F-201AB-70K-I | PV |  | 99999
5.13.273 | [FLOWASSY | flowassy F-201CB | PV |  | 99999
5.13.274 | [FLOWASSY | flowassy F-201AB | PV |  | 99999
5.13.277 | [BASE ASSY | base assy F-201BB basis | NONE
5.13.278 | [BASE ASSY | base assy F-201BB-U | PV
5.13.279 | [BASE ASSY | base assy F-201BB-I | PV
5.13.280 | [FLOW ASSY | flowassy F-201BB-xxx basis | NONE
5.13.281 | [FLOW ASSY | flowassy F-201BB-70K-U | PV
5.13.282 | [FLOW ASSY | flowassy F-201BB-M10-U | PV
5.13.283 | [FLOW ASSY | flowassy F-201BB-M20-U | PV
5.13.284 | [FLOW ASSY | flowassy F-201BB-70K-I | PV
5.13.285 | [FLOW ASSY | flowassy F-201BB-M10-I | PV
5.13.286 | [FLOW ASSY | flowassy F-201BB-M20-I | PV
5.13.287 | [FLOW ASSY | flowassy F-201BB | PV
5.13.288 | [FLOWASSY | flowassy AIX-CM8B | PV |  | 99999
5.13.330 | [FLOWASSY | flowassy US22 casted | PV
5.18.001 | [TOOLING UC | Uniclamp Y-table | TOOL |  | 99999
5.18.002 | [TOOLING UC | Uniclamp bottom assy | TOOL |  | 99999
5.18.003 | [TOOLING UC | Uniclamp flow inlet assy | TOOL |  | 99999
5.18.004 | [TOOLING UC | Uniclamp flow outlet assy | TOOL |  | 99999
5.18.005 | [TOOLING UC | Uniclamp cylinder assy | TOOL |  | 99999
5.18.006 | [TOOLING UC | Uniclamp rail assy | TOOL |  | 99999
5.18.012 | [BLIND PLATE | ASCO valve blind plate assy | PV |  | 99999
6.01.001 | [CASE EURO | case Euro | PV | 0 | 99999
6.01.002 | [CASE EURO | case Euro | PV | 0 | 99999
6.01.003 | [CASE AMERIC | case American | PV | 0 | 99999
6.01.004 | [CASE AMERIC | case American | PV | 0 | 99999
6.01.005 | [CASE EURO | case Euro metallised | PV | 0 | 99999
6.01.006 | [CASE EURO | case Euro metallised | PV | 0 | 99999
6.01.007 | [CASE AMERIC | case American metallised | PV | 0 | 99999
6.01.008 | [CASE AMERIC | case American metallised | PV | 0 | 99999
6.01.009 | [CASE CAPILL | case capillary | PV | 0 | 99999
7.01.001 | [VALVE | Valve F000/001 | PV |  | 99999
7.01.002 | [SENSOR | Senso F110/111/120/121/130/131 | PV |  | 99999
7.01.003 | [VALVE ASSY | Sensor + Valve F200/201 | PV |  | 99999
7.01.004 | [SENSOR | Sensor 200 BAR F112/122 | PV |  | 99999
7.01.005 | [VALVE | Valve F002/021/022 | PV |  | 99999
7.01.006 | [VALVE ASSY | Sensor + Valve F202 | PV |  | 99999
7.01.007 | [SENSOR | Flowsensor 0-500 mln/min F113 | PV |  | 99999
7.01.008 | [BODY | Body F114 | PV |  | 99999
7.01.009 | [F-221 | F-221 | PV |  | 99999
7.01.010 | [F-202A | F-202A | PV |  | 99999
7.01.011 | [SENSOR | Pressure sensor P501 | PV |  | 99999
7.01.012 | [SENSOR | Pressure sensor + Valve P601 | PV |  | 99999
7.01.013 | [SENSOR | Pressure sensor + Valve P701 | PV |  | 99999
7.01.014 | [SENSOR | Pressure sensor P502 | PV |  | 99999
7.01.015 | [SENSOR | Pressure sensor + Valve P602 | PV |  | 99999
7.01.016 | [SENSOR | Pressure sensor + Valve P702 | PV |  | 99999
7.01.017 | [SENSOR | Pressure sensor + Valve P602A | PV |  | 99999
7.01.018 | [SENSOR | Pressure sensor + Valve P702A | PV |  | 99999
7.01.019 | [VALVE | High flow valve 003 | PV |  | 99999
7.01.020 | [F-003 | F-003 Ex Proof | PV |  | 99999
7.01.021 | [F-002 | F-002 Ex Proof | PV |  | 99999
7.01.022 | [F-001 | F-001 n.o. | PV |  | 99999
7.01.023 | [F-603 | F-603 | PV |  | 99999
7.01.024 | [F-703 | F-703 | PV |  | 99999
7.01.025 | [F-203 | F-203 | PV |  | 99999
7.01.026 | [F-203A | F-203A | PV |  | 99999
7.01.027 | [F-023 | F-023 200 BAR | PV |  | 99999
7.01.028 | [F-001 | F-001 | PV |  | 99999
7.01.029 | [F-002 | F-002 | PV |  | 99999
7.01.030 | [F-003 | F-003 | PV |  | 99999
7.01.031 | [F-033 | F-033 | PV |  | 99999
7.01.032 | [F-111 | F-111 | PV |  | 99999
7.01.033 | [F-112 | F-112 | PV |  | 99999
7.01.034 | [F-113 | F-113 | PV |  | 99999
7.01.035 | [F-113A | F-113A | PV |  | 99999
7.01.036 | [F-114 | F-114 | PV |  | 99999
7.01.037 | [F-132 | F-132 | PV |  | 99999
7.01.038 | [F-133 | F-133 | PV |  | 99999
7.01.039 | [F-133A | F-133A | PV |  | 99999
7.01.040 | [F-201 | F-201 | PV |  | 99999
7.01.041 | [F-202 | F-202 | PV |  | 99999
7.01.042 | [F-202A | F-202A | PV |  | 99999
7.01.043 | [F-203 | F-203 | PV |  | 99999
7.01.044 | [F-221 | F-221 | PV |  | 99999
7.01.045 | [F-231A | F-231A | PV |  | 99999
7.01.046 | [F-232A | F-232A | PV |  | 99999
7.01.047 | [F-222A | F-222A | PV |  | 99999
7.01.048 | [F-223 | F-223 | PV |  | 99999
7.01.049 | [F-233 | F-233 | PV |  | 99999
7.01.050 | [P-501 | P-501 | PV |  | 99999
7.01.051 | [P-502 | P-502 | PV |  | 99999
7.01.052 | [P-532 | P-532 | PV |  | 99999
7.01.053 | [P-601 | P-601 | PV |  | 99999
7.01.054 | [P-602A | P-602A | PV |  | 99999
7.01.055 | [P-603 | P-603 | PV |  | 99999
7.01.056 | [P-632 | P-632 | PV |  | 99999
7.01.057 | [P-701 | P-701 | PV |  | 99999
7.01.058 | [P-702A | P-702A | PV |  | 99999
7.01.059 | [P-703 | P-703 | PV |  | 99999
7.01.060 | [P-732 | P-732 | PV |  | 99999
7.01.061 | [F-115A | F-115A | PV |  | 99999
7.01.062 | [F-115B | F-115B | PV |  | 99999
7.01.063 | [F-115C | F-115C | PV |  | 99999
7.01.064 | [F-115D | F-115D | PV |  | 99999
7.01.065 | [DRAWING | drawing F-115 (A-B-C-D) | PV |  | 99999
7.01.066 | [F-810 | F-810 | PV |  | 99999
7.01.067 | [F-832 | F-832 | PV |  | 99999
7.01.068 | [F-900 | F-900 | PV |  | 99999
7.01.069 | [F-932 | F-932 | PV |  | 99999
7.01.070 | [F-810 | F-810 Teflon | PV |  | 99999
7.01.071 | [F-832 | F-832 Teflon | PV |  | 99999
7.01.072 | [F-900 | F-900 | PV |  | 99999
7.01.073 | [F-932 | F-932 | PV |  | 99999
7.01.074 | [F-114A | F-114A | PV |  | 99999
7.01.075 | [L-932 | L-932 | PV |  | 99999
7.01.076 | [L-834 | L-834 | PV |  | 99999
7.01.077 | [L-934 | L-934 | PV |  | 99999
7.01.078 | [L-902 | L-902 | PV |  | 99999
7.01.079 | [F-114 | F-114 | PV |  | 99999
7.01.080 | [F-111C | F-111C | PV |  | 99999
7.01.081 | [F-111D | F-111D | PV |  | 99999
7.01.084 | [L-902 | L-902 | PV |  | 99999
7.01.086 | [P-602C | P-602C/P-612C | PV | 0 | 99999
7.01.087 | [DRAWING | drawing F-105 | PV |  | 99999
7.01.088 | [F-105A | F-105A | PV | 0 | 99999
7.01.089 | [F-105B | F-105B | PV | 0 | 99999
7.01.090 | [F-105C | F-105C | PV | 0 | 99999
7.01.091 | [F-105D | F-105D | PV | 0 | 99999
7.01.092 | [F-114I | F-114I | PV |  | 99999
7.01.093 | [F-112I | F-112I | PV | 0 | 99999
7.01.094 | [F-113I | F-113I | PV | 0 | 99999
7.01.095 | [F-132I | F-132I | PV |  | 99999
7.01.096 | [F-133I | F-123I/F-133I | PV | 0 | 99999
7.01.098 | [F-111D | F-111D | PV |  | 99999
7.01.099 | [F-112C | F-112C | PV | 0 | 99999
7.01.100 | [F-113 | F-113 | PV |  | 99999
7.01.101 | [F-132 | F-132 | PV |  | 99999
7.01.102 | [F-133C | F-123C/F-133C | PV | 0 | 99999
7.01.104 | [P-506C | P-506C | PV | 0 | 99999
7.01.105 | [P-701D | P-701D | PV |  | 99999
7.01.106 | [P-601D | P-601D | PV |  | 99999
7.01.107 | [P-506D | P-506D | PV |  | 99999
7.01.108 | [P-532D | P-532D | PV |  | 99999
7.01.109 | [F-201AC | F-201AC/F-211AC | PV | 0 | 99999
7.01.110 | [F-201AD | F-201AD | PV | 0 | 99999
7.01.111 | [F-202C | F-202C/F-212C | PV | 0 | 99999
7.01.112 | [F-832 | F-832 | PV | 0 | 99999
7.01.113 | [F-932 | F-932 | PV | 0 | 99999
7.01.114 | [F-934 | F-934 | PV | 0 | 99999
7.01.115 | [F-834 | F-834 | PV | 0 | 99999
7.01.116 | [F-902D | F-902D | PV |  | 99999
7.01.117 | [F-002C | F-002C | PV |  | 99999
7.01.118 | [F-002D | F-002D | PV |  | 99999
7.01.119 | [F-033C | F-033C | PV |  | 99999
7.01.120 | [F-200D | F-200D/F-210D | PV | 0 | 99999
7.01.121 | [F-132X | F-132X | PV | 0 | 99999
7.01.122 | [F-132AC | F-122AC/F-132AC | PV | 0 | 99999
7.01.123 | [F-001 | F-001 | PV |  | 99999
7.01.124 | [F-232 | F-232 LA/LB | PV |  | 99999
7.01.125 | [F-133X | F-133X | PV | 0 | 99999
7.01.126 | [F-114X | F-114X | PV | 0 | 99999
7.01.127 | [F-105AX | F-105AX | PV |  | 99999
7.01.128 | [F-105BX | F-105BX | PV |  | 99999
7.01.129 | [F-105CX | F-105CX | PV |  | 99999
7.01.130 | [F-105DX | F-105DX | PV |  | 99999
7.01.131 | [F-133 | F-133/133A | PV |  | 99999
7.01.132 | [F-003C | F-003C | PV |  | 99999
7.01.133 | [F-202A | F-202A | PV |  | 99999
7.01.134 | [F-203 | F-203 | PV |  | 99999
7.01.135 | [F-130D | F-130D | PV |  | 99999
7.01.136 | [F-001C | F-001C/F-011C LD/LE/LF n.c. | PV | 0 | 99999
7.01.137 | [F-001D | F-001D | PV |  | 99999
7.01.138 | [F-001C | F-001C/F-011C LD/LE/LF n.o. | PV | 0 | 99999
7.01.139 | [F-001D | F-001D n.o. | PV |  | 99999
7.01.140 | [F-002C | F-002C LC/I/X | PV |  | 99999
7.01.141 | [F-002C | F-002C LA/LB | PV |  | 99999
7.01.142 | [F-002C | F-002C n.o. | PV |  | 99999
7.01.143 | [F-130D | F-130D | PV |  | 99999
7.01.144 | [F-131C | F-121C/F-131C | PV | 0 | 99999
7.01.145 | [F-132AI | F-122AI/F-132AI | PV | 0 | 99999
7.01.146 | [F-110C | F-110C | PV | 0 | 99999
7.01.147 | [F-200C | F-200C/F-210C | PV | 0 | 99999
7.01.148 | [F-003 | F-003 X/I | PV |  | 99999
7.01.149 | [F-202M | F-202M | PV | 0 | 99999
7.01.150 | [F-203M | F-203M | PV |  | 99999
7.01.151 | [P-602M | P-602M | PV | 0 | 99999
7.01.152 | [F-232 | F-232 LC IA/IB/XA/XB | PV |  | 99999
7.01.153 | [VARY-P | Vary-P 5ml aan nadrukzijde | PV |  | 99999
7.01.154 | [F-201T | F-201T | PV |  | 99999
7.01.155 | [F-230C | F-230C | PV | 0 | 99999
7.01.156 | [F-231C | F-231C | PV | 0 | 99999
7.01.157 | [F-230R | F-230R | PV |  | 99999
7.01.158 | [F-232C | F-232C | PV | 0 | 99999
7.01.159 | [F-231R | F-231R | PV |  | 99999
7.01.160 | [F-630C | F-630C | PV |  | 99999
7.01.161 | [F-731C | F-731C | PV |  | 99999
7.01.162 | [ | not used | NONE
7.01.163 | [F-105A | F-105A Breitfuss | PV |  | 99999
7.01.164 | [F-201 | F-201 n.o. | PV |  | 99999
7.01.165 | [F-702 | F-702 n.o. | PV |  | 99999
7.01.166 | [F-132 | F-132 XZ | PV |  | 99999
7.01.167 | [FLOWMETER | Flowmeter Plug-In | PV |  | 99999
7.01.168 | [VALVE | Valve Plug-In | PV |  | 99999
7.01.169 | [ | not used | NONE
7.01.170 | [F-201AD | F-201AD | PV |  | 99999
7.01.171 | [F-003G | F-003G LF | PV |  | 99999
7.01.172 | [F-113C | F-113C | PV | 0 | 99999
7.01.173 | [F-203C | F-203C/213C | PV | 0 | 99999
7.01.175 | [F-203C | F-203C LF | PV |  | 99999
7.01.176 | [F-003C-LI | F-003C-LI/F-013C-LI n.c. | PV | 0 | 99999
7.01.177 | [F-003C-XC | F-003C-XC/F-013C-XC n.c. | PV | 0 | 99999
7.01.178 | [F-003C-IB | F-003C-IB/F-013C-IB n.c. | PV | 0 | 99999
7.01.179 | [F-103D | F-103D | PV | 0 | 99999
7.01.180 | [F-103DI | F-103DI | PV | 0 | 99999
7.01.182 | [F-102DI | F-102DI | PV | 0 | 99999
7.01.183 | [F-202D | F-202D | PV | 0 | 99999
7.01.184 | [F-101D | F-101D | PV | 0 | 99999
7.01.185 | [F-101DI | F-101DI | PV | 0 | 99999
7.01.186 | [F-201 | F-201 n.o. with VCR | PV |  | 99999
7.01.187 | [F-702 | F-702 n.o. with VCR | PV |  | 99999
7.01.189 | [F-002C-LI | F-002C/F-012C/F-022C/F-032C-LI | PV | 0 | 99999
7.01.190 | [F-002C | F-002C IA | PV |  | 99999
7.01.191 | [F-002C-IB | F-002C/F-012C/F-022C/F-032C-IB | PV | 0 | 99999
7.01.192 | [F-002C-XC | F-002C/F-012C/F-022C/F-032C-XC | PV | 0 | 99999
7.01.193 | [F-002C-XB | F-002C/F-012C/F-022C/F-032C-XB | PV | 0 | 99999
7.01.194 | [F-033C | F-033C IA | PV |  | 99999
7.01.195 | [F-033C | F-033C IG/IH/II n.c. | PV | 0 | 99999
7.01.196 | [F-033C XB/X | F-033C XB/XC n.c. | PV | 0 | 99999
7.01.197 | [F-033C-XB | F-033C-XB n.c. | PV | 0 | 99999
7.01.198 | [F-033C | F-033C LG/LH/LI n.c. | PV | 0 | 99999
7.01.199 | [F-003C-XB | F-003C-XB/F-013C-XB n.c. | PV | 0 | 99999
7.01.200 | [F-112C | F-112C | PV |  | 99999
7.01.201 | [F-112I | F-112I | PV |  | 99999
7.01.202 | [F-202C | F-202C | PV |  | 99999
7.01.203 | [F-132C | F-132C | PV |  | 99999
7.01.204 | [F-132I | F-132I | PV |  | 99999
7.01.205 | [F-106AI | F-106AI | PV | 0 | 99999
7.01.206 | [F-106BI | F-106BI | PV | 0 | 99999
7.01.207 | [F-106CI | F-106CI | PV | 0 | 99999
7.01.208 | [F-106DI | F-106DI | PV | 0 | 99999
7.01.209 | [F-107AI DIN | F-107AI DIN PN40 | PV | 0 | 99999
7.01.210 | [F-107BI DIN | F-107BI DIN PN40 | PV | 0 | 99999
7.01.211 | [F-107CI DIN | F-107CI DIN PN40 | PV | 0 | 99999
7.01.212 | [F-107DI DIN | F-107DI DIN PN40 | PV | 0 | 99999
7.01.213 | [F-107AI ANS | F-107AI ANSI 150Lbs | PV | 0 | 99999
7.01.214 | [F-107BI ANS | F-107BI ANSI 150Lbs | PV | 0 | 99999
7.01.215 | [F-107CI ANS | F-107CI ANSI 150Lbs | PV | 0 | 99999
7.01.216 | [F-107DI ANS | F-107DI ANSI 150Lbs | PV | 0 | 99999
7.01.217 | [F-106AX | F-106AX | PV | 0 | 99999
7.01.218 | [F-106BX | F-106BX | PV | 0 | 99999
7.01.219 | [F-106CX | F-106CX | PV | 0 | 99999
7.01.220 | [F-106DX | F-106DX | PV | 0 | 99999
7.01.221 | [F-107AX DIN | F-107AX DIN | PV | 0 | 99999
7.01.222 | [F-107BX DIN | F-107BX DIN | PV | 0 | 99999
7.01.223 | [F-107CX DIN | F-107CX DIN | PV | 0 | 99999
7.01.224 | [F-107DX DIN | F-107DX DIN | PV | 0 | 99999
7.01.225 | [F-107AX ANS | F-107AX ANSI | PV | 0 | 99999
7.01.226 | [F-107BX ANS | F-107BX ANSI | PV | 0 | 99999
7.01.227 | [F-107CX ANS | F-107CX ANSI | PV | 0 | 99999
7.01.228 | [F-107DX ANS | F-107DX ANSI | PV | 0 | 99999
7.01.229 | [E-6000 MOD | E-6000 Keyb/DSP Module | PV |  | 99999
7.01.230 | [E-6000 MOD | E-6000 Keyb/DSP Module | PV |  | 99999
7.01.231 | [F-130X | F-130X | PV | 0 | 99999
7.01.232 | [F-131X | F-131X | PV | 0 | 99999
7.01.233 | [F-002C-LI | F-002C/F-012C/F-022C/F-032C-LI | PV | 0 | 99999
7.01.234 | [F-002C-IB | F-002C/F-012C/F-022C/F-032C-IB | PV | 0 | 99999
7.01.235 | [F-002C-XC | F-002C/F-012C/F-022C/F-032C-XC | PV | 0 | 99999
7.01.236 | [F-002C-XB | F-002C/F-012C/F-022C/F-032C-XB | PV | 0 | 99999
7.01.237 | [F-203CM | F-203CM | PV | 31602 | 99999
7.01.238 | [F-001C CONT | F-001C/F-011C with controller | PV | 0 | 99999
7.01.239 | [F-033C CONT | F-033C with controller | PV | 0 | 99999
7.01.240 | [F-003C CONT | F-003C/F-013C with controller | PV | 0 | 99999
7.01.241 | [F-117AI DIN | F-117AI DIN PN100 | PV | 0 | 99999
7.01.242 | [F-117BI DIN | F-117BI DIN PN100 | PV | 0 | 99999
7.01.243 | [F-117CI DIN | F-117CI DIN PN100 | PV | 0 | 99999
7.01.244 | [F-117DI DIN | F-117DI DIN PN100 | PV | 0 | 99999
7.01.245 | [F-117AX DIN | F-117AX DIN | PV | 0 | 99999
7.01.246 | [F-117BX DIN | F-117BX DIN | PV | 0 | 99999
7.01.247 | [F-117CX DIN | F-117CX DIN | PV | 0 | 99999
7.01.248 | [F-117DX DIN | F-117DX DIN | PV | 0 | 99999
7.01.249 | [F-132I | F-132I BASF | PV | 32301 | 99999
7.01.250 | [F-033C BASF | F-033C IG/IH/II n.c. BASF | PV | 32301 | 99999
7.01.251 | [M-410 | M-410 | PV | 0 | 99999
7.01.255 | [F-100D | F-100D/F-110D | PV | 0 | 99999
7.01.256 | [F-100D | F-100D F/G Type | PV |  | 99999
7.01.257 | [ | = 7.01.209 | NONE
7.01.258 | [ | = 7.01.111 | NONE
7.01.259 | [F-200D | F-200D n.o. | PV |  | 99999
7.01.260 | [F-201D | F-201D n.o. | PV |  | 99999
7.01.261 | [F-202D | F-202D n.o. | PV |  | 99999
7.01.262 | [F-602C | F-602C n.o. | PV |  | 99999
7.01.263 | [F-002D-LI | F-002D/012D/022D/032D-LI liq. | PV | 0 | 99999
7.01.264 | [F-201CL | F-201CL | PV | 0 | 99999
7.01.265 | [F-003C-IB | F-003C-IB Metco | PV | 0 | 99999
7.01.266 | [F-834I | F-834I | PV | 0 | 99999
7.01.267 | [F-832I | F-832I | PV | 0 | 99999
7.01.268 | [ | = 7.01.203 | NONE
7.01.269 | [ | = 7.01.205 | NONE
7.01.270 | [ | = 7.01.206 | NONE
7.01.271 | [ | = 7.01.207 | NONE
7.01.272 | [ | = 7.01.208 | NONE
7.01.273 | [ | = 7.01.209 | NONE
7.01.274 | [ | = 7.01.210 | NONE
7.01.275 | [ | = 7.01.211 | NONE
7.01.276 | [ | = 7.01.212 | NONE
7.01.277 | [ | = 7.01.213 | NONE
7.01.278 | [ | = 7.01.214 | NONE
7.01.279 | [ | = 7.01.215 | NONE
7.01.280 | [ | = 7.01.216 | NONE
7.01.281 | [ | = 7.01.241 | NONE
7.01.282 | [ | = 7.01.242 | NONE
7.01.283 | [ | = 7.01.243 | NONE
7.01.284 | [ | = 7.01.244 | NONE
7.01.285 | [ | = 7.01.146 | NONE
7.01.286 | [ | = 7.01.097 | NONE
7.01.287 | [ | = 7.01.097 | NONE
7.01.288 | [ | = 7.01.099 | NONE
7.01.289 | [ | = 7.01.122 | NONE
7.01.290 | [ | = 7.01.172 | NONE
7.01.291 | [ | = 7.01.102 | NONE
7.01.292 | [ | = 7.01.255 | NONE
7.01.293 | [ | = 7.01.184 | NONE
7.01.294 | [ | = 7.01.181 | NONE
7.01.295 | [ | = 7.01.179 | NONE
7.01.296 | [ | = 7.01.147 | NONE
7.01.297 | [ | = 7.01.082 | NONE
7.01.298 | [ | = 7.01.109 | NONE
7.01.299 | [ | = 7.01.111 | NONE
7.01.300 | [ | = 7.01.173 | NONE
7.01.301 | [ | = 7.01.155 | NONE
7.01.302 | [ | = 7.01.156 | NONE
7.01.303 | [ | = 7.01.158 | NONE
7.01.304 | [ | = 7.01.120 | NONE
7.01.305 | [ | = 7.01.083 | NONE
7.01.306 | [ | = 7.01.183 | NONE
7.01.307 | [F-101I | F-101I F-type | PV |  | 99999
7.01.308 | [F-102I | F-102I F-type | PV |  | 99999
7.01.309 | [ | = 7.01.093 | NONE
7.01.310 | [F-122I | F-122I\132I | PV |  | 99999
7.01.311 | [ | = 7.01.179 | NONE
7.01.312 | [F-113I | F-113I | PV |  | 99999
7.01.313 | [ | = 7.01.096 | NONE
7.01.314 | [ | = 7.01.088 | NONE
7.01.315 | [ | = 7.01.089 | NONE
7.01.316 | [ | = 7.01.090 | NONE
7.01.317 | [ | = 7.01.091 | NONE
7.01.318 | [ | = 7.01.147 | NONE
7.01.319 | [ | = 7.01.082 | NONE
7.01.320 | [ | = 7.01.109 | NONE
7.01.321 | [ | = 7.01.111 | NONE
7.01.322 | [ | = 7.01.120 | NONE
7.01.323 | [ | = 7.01.083 | NONE
7.01.324 | [ | = 7.01.183 | NONE
7.01.325 | [F-002D-IB | F-002D/012D/022D/032D-IB liq. | PV | 0 | 99999
7.01.326 | [ | = 7.01.146 | NONE
7.01.327 | [ | = 7.01.097 | NONE
7.01.328 | [ | = 7.01.144 | NONE
7.01.329 | [ | = 7.01.099 | NONE
7.01.330 | [ | = 7.01.122 | NONE
7.01.331 | [ | = 7.01.172 | NONE
7.01.332 | [ | = 7.01.102 | NONE
7.01.333 | [ | = 7.01.255 | NONE
7.01.334 | [ | = 7.01.184 | NONE
7.01.335 | [ | = 7.01.181 | NONE
7.01.336 | [ | = 7.01.179 | NONE
7.01.337 | [P-502C | P-502C Euro | PV |  | 99999
7.01.338 | [P-702C | P-702C Euro n.c. | PV |  | 99999
7.01.339 | [P-602C | P-602C Euro n.c. | PV |  | 99999
7.01.340 | [P-702C | P-702C Euro n.o. | PV |  | 99999
7.01.341 | [P-602C | P-602C Euro n.o. | PV |  | 99999
7.01.342 | [F-133X | F-133X | PV | 0 | 99999
7.01.343 | [F-132X | F-132X | PV | 0 | 99999
7.01.344 | [F-130X | F-130X | PV | 0 | 99999
7.01.345 | [F-131X | F-131X | PV | 0 | 99999
7.01.346 | [F-112 | F-112 | PV |  | 99999
7.01.348 | [ | = 7.01.347 | NONE
7.01.349 | [ | = 7.01.347 | NONE
7.01.350 | [ | = 7.01.347 | NONE
7.01.351 | [ | = 7.01.113 | NONE
7.01.352 | [ | = 7.01.085 | NONE
7.01.356 | [F-112AI | F-112AI | PV | 0 | 99999
7.01.357 | [ | = 7.01.355 | NONE
7.01.358 | [ | = 7.01.355 | NONE
7.01.359 | [ | = 7.01.356 | NONE
7.01.361 | [F-002AC | F-002AC/F-012AC XB/XC n.c. | PV | 0 | 99999
7.01.362 | [F-002AC-XB | F-002AC-XB/F-012AC-XB n.c. | PV | 0 | 99999
7.01.363 | [F-112C | F-112C H-type | PV |  | 99999
7.01.364 | [F-112I | F-112I H-type | PV |  | 99999
7.01.365 | [F-112I | F-112I F-type | PV |  | 99999
7.01.366 | [F-112 | F-112 American | PV |  | 99999
7.01.367 | [ | = 7.01.370 | NONE
7.01.368 | [ | = 7.01.370 | NONE
7.01.369 | [ | = 7.01.370 | NONE
7.01.370 | [F-202C | F-202C/F-212C | PV | 0 | 99999
7.01.371 | [ | = 7.01.353 | NONE
7.01.373 | [F-001AC-LF | F-001AC/F-011AC LD/LE/LF n.c. | PV | 0 | 99999
7.01.374 | [F-001AC-LF | F-001AC/F-011AC LD/LE/LF n.o. | PV | 0 | 99999
7.01.376 | [F-001AC-LI | F-001AC/F-011AC LG/LH/LI n.o. | PV | 0 | 99999
7.01.378 | [F-001AC | F-001AC/F-011AC IG/IH/II n.o. | PV | 0 | 99999
7.01.379 | [F-001AC | F-001AC/F-011AC XB/XC n.c. | PV | 0 | 99999
7.01.380 | [F-001AC | F-001AC/F-011AC XB/XC n.o. | PV | 0 | 99999
7.01.381 | [F-001AC-XB | F-001AC-XB/F-011AC-XB n.c. | PV | 0 | 99999
7.01.382 | [F-001AC-XB | F-001AC-XB/F-011AC-XB n.o. | PV | 0 | 99999
7.01.383 | [ | = 7.01.356 | NONE
7.01.384 | [ | = 7.01.356 | NONE
7.01.385 | [F-004C | F-004C | PV | 0 | 99999
7.01.386 | [F-003C-IB | F-003C-IB/F-013C-IB n.o. | PV | 0 | 99999
7.01.387 | [COMBI F1 | COMBI-FLOW F1 | PV |  | 99999
7.01.388 | [COMBI P6/P7 | COMBI-FLOW P6/P7 | PV |  | 99999
7.01.389 | [COMBI F1 | COMBI-FLOW F1 | PV |  | 99999
7.01.390 | [COMBI P5 | COMBI-FLOW P5 | PV |  | 99999
7.01.391 | [COMBI M0 | COMBI-FLOW M0 | PV |  | 99999
7.01.392 | [COMBI M1 | COMBI-FLOW M1 | PV |  | 99999
7.01.393 | [COMBI C1 | COMBI-FLOW C1 LG/LH/LI | PV |  | 99999
7.01.394 | [COMBI C0 | COMBI-FLOW C0 | PV |  | 99999
7.01.395 | [COMBI S1 | COMBI-FLOW S1 | PV |  | 99999
7.01.396 | [COMBI S0 | COMBI-FLOW S0 | PV |  | 99999
7.01.397 | [F-116BI | F-116BI | PV | 0 | 99999
7.01.398 | [ | = 3.01.397 | NONE
7.01.399 | [F-116BX | F-116BX | PV | 0 | 99999
7.01.400 | [ | = 7.01.155 | NONE
7.01.402 | [COMBI C2 | COMBI-FLOW C2 | PV | 0 | 99999
7.01.403 | [F-003BC | F-003BC/F-013BC LG/LH/LI n.c. | PV |  | 99999
7.01.404 | [F-003BC | F-003BC/F-013BC XB/XC n.c. | PV | 0 | 99999
7.01.405 | [F-003BC | F-003BC/F-013BC IG/IH/II n.c. | PV | 0 | 99999
7.01.406 | [F-206BI | F-206BI/F-216BI | PV | 0 | 99999
7.01.407 | [F-206BX | F-206BX/F-216BX | PV | 0 | 99999
7.01.408 | [F-003BC | F-003BC/F-013BC XB n.c. | PV |  | 99999
7.01.409 | [L2 | L2 FA/FB/FC/FD | PV |  | 99999
7.01.410 | [HEAT EXCH | Heat Exchanger | PV |  | 99999
7.01.411 | [VALVE | Control Valve | PV |  | 99999
7.01.412 | [F2 | F2 HA/HB COMBI-FLOW | PV |  | 99999
7.01.413 | [MIXER | flow mixer medium | PV |  | 99999
7.01.414 | [F-204CM | F-204CM | PV | 0 | 99999
7.01.415 | [HEAT EXCH | Heat Exchanger and mix. unit | PV |  | 99999
7.01.416 | [F-202CM | F-202CM | PV | 0 | 99999
7.01.417 | [L2 | L2 500 g/l | PV |  | 99999
7.01.418 | [F-003AC-LI | F-003AC-LI/F-013AC-LI n.c. | PV | 0 | 99999
7.01.421 | [ | = 7.01.420 | NONE
7.01.422 | [ | = 7.01.423 | NONE
7.01.423 | [F-113AI | F-113AI | PV | 0 | 99999
7.01.424 | [F-203AI | F-203AI/F-213AI | PV | 0 | 99999
7.01.425 | [F-003AC | F-003AC/F-013AC IG/IH/II n.c. | PV | 0 | 99999
7.01.426 | [F-003AC | F-003AC/F-013AC XB/XC n.c. | PV | 0 | 99999
7.01.427 | [ | = 7.01.419 | NONE
7.01.428 | [ | = 7.01.420 | NONE
7.01.429 | [F-003AC-XB | F-003AC-XB/F-013AC-XB n.c. | PV | 0 | 99999
7.01.430 | [F-206AI | F-206AI/F-216AI | PV | 0 | 99999
7.01.431 | [ | = 7.01.432 | NONE
7.01.432 | [F-116AI | F-116AI | PV | 0 | 99999
7.01.433 | [F-116AX | F-116AX | PV | 0 | 99999
7.01.434 | [F-206AX | F-206AX/F-216AX | PV | 0 | 99999
7.01.435 | [W-202 | W-202 | PV | 0 | 99999
7.01.436 | [ | = 7.01.156 | NONE
7.01.437 | [ | = 7.01.158 | NONE
7.01.438 | [F-033C | F-033C LG/LH/LI n.c. H2-type | PV | 0 | 99999
7.01.439 | [F-033C | F-033C IG/IH/II n.c. H2-type | PV | 0 | 99999
7.01.440 | [F-033C XB/X | F-033C XB/XC n.c. H2-type | PV | 0 | 99999
7.01.441 | [F-033C-XB | F-033C-XB n.c. H2-type | PV | 0 | 99999
7.01.442 | [ | = 7.01.155 | NONE
7.01.443 | [ | = 7.01.156 | NONE
7.01.444 | [ | = 7.01.158 | NONE
7.01.445 | [ | = 5.07.108 | NONE
7.01.448 | [L0 | L0 | PV | 0 | 99999
7.01.449 | [FIS-001P | FIS-001P/FIS-005P | PV | 0 | 99999
7.01.451 | [FM1 | sensor module FM1 | PV | 0 | 99999
7.01.452 | [ | = 7.01.082 | NONE
7.01.453 | [ | = 7.01.347 | NONE
7.01.454 | [ | = 7.01.353 | NONE
7.01.455 | [ | = 7.01.419 | NONE
7.01.456 | [ | = 7.01.097 | NONE
7.01.462 | [F-133X | F-133X | PV | 0 | 99999
7.01.463 | [F-133AC | F-133AC | PV | 0 | 99999
7.01.464 | [ | = 7.01.463 | NONE
7.01.465 | [ | = 7.01.463 | NONE
7.01.466 | [F-133AI | F-133AI | PV | 0 | 99999
7.01.467 | [ | = 7.01.466 | NONE
7.01.468 | [F-004BC | F-004BC | PV | 0 | 99999
7.01.469 | [ | = 7.01.448 | NONE
7.01.470 | [F-001 | F-001 with modul valve reducer | PV |  | 99999
7.01.471 | [F-122MI | F-122MI/F-132MI | PV | 0 | 99999
7.01.473 | [F-112AC | F-112AC stripped version | PV | 0 | 99999
7.01.474 | [F-113AC | F-113AC stripped version | PV | 0 | 99999
7.01.475 | [FIS-001F | FIS-001F | PV | 0 | 99999
7.01.476 | [FIS-003P | FIS-003P/FIS-004P | PV | 0 | 99999
7.01.477 | [F-111X | F-111X | PV | 0 | 99999
7.01.478 | [F-132AX | F-122AX/F-132AX | PV | 0 | 99999
7.01.479 | [F-133AX | F-123AX/F-133AX | PV | 0 | 99999
7.01.480 | [F-112AX | F-112AX | PV | 0 | 99999
7.01.481 | [F-113AX | F-113AX | PV | 0 | 99999
7.01.482 | [F-116AX | F-116AX | PV | 0 | 99999
7.01.483 | [F-116BX | F-116BX | PV | 0 | 99999
7.01.496 | [F-203AX | F-203AX/F-213AX | PV | 0 | 99999
7.01.497 | [F-206AX | F-206AX/F-216AX | PV | 0 | 99999
7.01.498 | [F-206BX | F-206BX/F-216BX | PV | 0 | 99999
7.01.499 | [F-100X | F-100X/F-110X | PV | 0 | 99999
7.01.504 | [W-202 | W-202 | PV | 0 | 99999
7.01.505 | [VM4 | VM4 | PV | 0 | 99999
7.01.506 | [FM3 | FM3 | PV | 0 | 99999
7.01.507 | [F-106EI | F-106EI | PV | 0 | 99999
7.01.508 | [W-303 | W-303 | PV | 0 | 99999
7.01.509 | [BUGW | flow sensor BUGW | PV | 0 | 99999
7.01.510 | [F-106FI | F-106FI | PV | 0 | 99999
7.01.511 | [F-106GI | F-106GI | PV | 0 | 99999
7.01.512 | [COMBI H01 | COMBI-FLOW H01 | PV | 0 | 99999
7.01.513 | [MANI-FLOW | Balzers mani-flow | PV | 0 | 99999
7.01.514 | [TST-004F | flow module TST-004F | PV | 0 | 99999
7.01.515 | [TST-016F | flow module TST-016F | PV | 0 | 99999
7.01.516 | [TST-020F | flow module TST-020F | PV | 0 | 99999
7.01.517 | [TST-004C | flow module TST-004C | PV | 0 | 99999
7.01.518 | [TST-020C | flow module TST-020C | PV | 0 | 99999
7.01.519 | [TST-023C | flow module TST-023C | PV | 0 | 99999
7.01.520 | [TST-030C | flow module TST-030C | PV | 0 | 99999
7.01.521 | [TST-050V | valve module TST-050V | PV | 0 | 99999
7.01.522 | [TST-100V | valve module TST-100V | PV | 0 | 99999
7.01.523 | [TST-130V | valve module TST-130V | PV | 0 | 99999
7.01.524 | [TST-200V | valve module TST-200V | PV | 0 | 99999
7.01.525 | [TST-420V | valve module TST-420V | PV | 0 | 99999
7.01.526 | [MANI-FLOW | Metco mani-flow | PV | 0 | 99999
7.01.527 | [VALVE | valve module CHP-001 | PV | 0 | 99999
7.01.528 | [F-143MI | F-143MI | PV | 0 | 99999
7.01.529 | [F-142MI | F-142MI | PV | 0 | 99999
7.01.530 | [F-042C-IB | F-042C-IB | PV | 0 | 99999
7.01.531 | [F-240MI | F-240MI | PV | 0 | 99999
7.01.532 | [F-241MI | F-241MI | PV | 0 | 99999
7.01.533 | [F-242MI | F-242MI | PV | 0 | 99999
7.01.534 | [BSF-008F | BSF-008F | PV | 0 | 99999
7.01.535 | [W-102 | W-102 | PV | 0 | 99999
7.01.536 | [L30 | L30 | PV | 0 | 99999
7.01.538 | [FM1-002 | sensor module FM1-002 | PV | 0 | 99999
7.01.539 | [F-126AI | F-126AI/F-136AI | PV | 0 | 99999
7.01.540 | [F-126BI | F-126BI/F-136BI | PV | 0 | 99999
7.01.541 | [F-141MI | F-141MI | PV | 0 | 99999
7.01.542 | [F-107EI | F-107EI DIN PN16 | PV | 0 | 99999
7.01.543 | [F-107FI | F-107FI DIN PN16 | PV | 0 | 99999
7.01.544 | [F-107GI | F-107GI DIN PN16 | PV | 0 | 99999
7.01.545 | [F-107EI | F-107EI DIN PN40 | PV | 0 | 99999
7.01.546 | [F-107FI | F-107FI DIN PN40 | PV | 0 | 99999
7.01.547 | [F-107GI | F-107GI DIN PN40 | PV | 0 | 99999
7.01.548 | [F-107EI | F-107EI ANSI 150Lbs | PV | 0 | 99999
7.01.549 | [F-107FI | F-107FI ANSI 150Lbs | PV | 0 | 99999
7.01.550 | [F-107GI | F-107GI ANSI 150Lbs | PV | 0 | 99999
7.01.551 | [F-107EI | F-107EI ANSI 300Lbs | PV | 0 | 99999
7.01.552 | [F-107FI | F-107FI ANSI 300Lbs | PV | 0 | 99999
7.01.553 | [F-107GI | F-107GI ANSI 300Lbs | PV | 0 | 99999
7.01.554 | [F-123MI | F-123MI/F-133MI | PV | 0 | 99999
7.01.555 | [F-230MI | F-230MI | PV | 0 | 99999
7.01.556 | [F-231MI | F-231MI | PV | 0 | 99999
7.01.557 | [F-232MI | F-232MI | PV | 0 | 99999
7.01.558 | [FM4 | FM4 | PV | 0 | 99999
7.01.559 | [L30 | L30 | PV | 0 | 99999
7.01.560 | [W-101 | W-101 | PV | 0 | 99999
7.01.566 | [F-200C | F-200C/F-210C DMFC | PV | 0 | 99999
7.01.568 | [F-121MI | F-121MI/F-131MI | PV | 0 | 99999
7.01.569 | [F-120MI | F-120MI/F-130MI | PV | 0 | 99999
7.01.570 | [F-120M | F-120M/F-130M | PV | 0 | 99999
7.01.571 | [F-121M | F-121M/F-131M | PV | 0 | 99999
7.01.572 | [F-122M | F-122M/F-132M | PV | 0 | 99999
7.01.573 | [F-123M | F-123M/F-133M | PV | 0 | 99999
7.01.574 | [F-230M | F-230M | PV | 0 | 99999
7.01.575 | [F-231M | F-231M | PV | 0 | 99999
7.01.576 | [F-232M | F-232M | PV | 0 | 99999
7.01.577 | [F-120MX | F-120MX/F-130MX | PV | 0 | 99999
7.01.578 | [F-121MX | F-121MX/F-131MX | PV | 0 | 99999
7.01.579 | [F-122MX | F-122MX/F-132MX | PV | 0 | 99999
7.01.580 | [F-123MX | F-123MX/F-133MX | PV | 0 | 99999
7.01.581 | [F-230MX | F-230MX | PV | 0 | 99999
7.01.582 | [F-231MX | F-231MX | PV | 0 | 99999
7.01.583 | [F-232MX | F-232MX | PV | 0 | 99999
7.01.584 | [F-126AX | F-126AX/F-136AX | PV | 0 | 99999
7.01.585 | [F-126BX | F-126BX/F-136BX | PV | 0 | 99999
7.01.586 | [F-141MX | F-141MX | PV | 0 | 99999
7.01.587 | [F-142MX | F-142MX | PV | 0 | 99999
7.01.588 | [F-143MX | F-143MX | PV | 0 | 99999
7.01.589 | [F-240MX | F-240MX | PV | 0 | 99999
7.01.590 | [F-241MX | F-241MX | PV | 0 | 99999
7.01.591 | [F-242MX | F-242MX | PV | 0 | 99999
7.01.595 | [P-506C | P-506C DEPM | PV | 0 | 99999
7.01.596 | [F-200D | F-200D/F-210D DMFC | PV | 0 | 99999
7.01.598 | [F-100D | F-100D/F-110D DMFM | PV | 0 | 99999
7.01.599 | [F-101D | F-101D DMFM | PV | 0 | 99999
7.01.601 | [F-103D | F-103D DMFM | PV | 0 | 99999
7.01.602 | [F-110C | F-110C DMFM | PV | 0 | 99999
7.01.607 | [SAM-001F | SAM-001F | PV | 0 | 99999
7.01.608 | [FM0 | sensor module FM0 | PV | 0 | 99999
7.01.609 | [WFM 061 | WFM 061 6mm | PV | 0 | 99999
7.01.610 | [WFM 061 | WFM 061 8mm | PV | 0 | 99999
7.01.611 | [WFM 061 | WFM 061 12mm | PV | 0 | 99999
7.01.615 | [UHP LOW FLO | UHP low flow digital | PV | 0 | 99999
7.01.616 | [UHP MED FLO | UHP medium flow digital | PV | 0 | 99999
7.01.617 | [UHP HI FLOW | UHP high flow digital | PV | 0 | 99999
7.01.618 | [WFM 051 | M+W WFM 051 | PV | 31310 | 99999
7.01.619 | [D-6250-AL | M+W D-6250-AL+display | PV | 31310 | 99999
7.01.620 | [D-6270-AL | M+W D-6270-AL+display | PV | 31310 | 99999
7.01.621 | [D-6230-AL | M+W D-6230-AL+display | PV | 31310 | 99999
7.01.622 | [SENSOR C MO | OEM sensor C <12ln/min (MIC) | PV | 0 | 99999
7.01.623 | [OEM BASEFM2 | OEM base with FM1/FM2 (MIC) | PV | 0 | 99999
7.01.624 | [SENSOR D MO | OEM sensor D-module <10mln/min | PV | 0 | 99999
7.01.625 | [OEM PRES+SE | OEM Pressure with Kellersensor | PV | 0 | 99999
7.01.626 | [D-6250-SS | M+W D-6250-SS | PV | 31310 | 99999
7.01.627 | [D-6250-SS | M+W D-6250-SS+display | PV | 31310 | 99999
7.01.628 | [D-6270-SS | M+W D-6270-SS+display | PV | 31310 | 99999
7.01.629 | [D-6270-SS | M+W D-6270-SS | PV | 31310 | 99999
7.01.630 | [D-6230-SS | M+W D-6230-SS+display | PV | 31310 | 99999
7.01.631 | [D-6230-SS | M+W D-6230-SS | PV | 31310 | 99999
7.01.633 | [D-6210-SS | M+W D-6210-SS | PV | 31310 | 99999
7.01.634 | [D-6210-AL | M+W D-6210-AL+display | PV | 31310 | 99999
7.01.635 | [D-6210-SS | M+W D-6210-SS+display | PV | 31310 | 99999
7.01.636 | [F-110C | F-110C stripped version | PV | 0 | 99999
7.01.637 | [F-100D | F-100D stripped version | PV | 0 | 99999
7.01.638 | [F-101D | F-101D stripped version | PV | 0 | 99999
7.01.639 | [F-102D | F-102D stripped version | PV | 0 | 99999
7.01.640 | [F-103D | F-103D stripped version | PV | 0 | 99999
7.01.641 | [F-200C | F-200C stripped version | PV | 0 | 99999
7.01.642 | [F-200D | F-200D stripped version | PV | 0 | 99999
7.01.644 | [D-4012 | M+W D-4012 | PV |  | 71331
7.01.645 | [F-230M | F-230M DMFC | PV | 0 | 99999
7.01.646 | [F-231M | F-231M DMFC | PV | 0 | 99999
7.01.647 | [F-232M | F-232M DMFC | PV | 0 | 99999
7.01.649 | [D-5111-SS | M+W D-5111-SS | PV | 31310 | 99999
7.01.650 | [D-5111-AL | M+W D-5111-AL+display | PV | 31310 | 99999
7.01.651 | [D-5111-SS | M+W D-5111-SS+display | PV | 31310 | 99999
7.01.653 | [D-5110-SS | M+W D-5110-SS | PV | 31310 | 99999
7.01.654 | [D-5110-AL | M+W D-5110-AL+display | PV | 31310 | 99999
7.01.655 | [D-5110-SS | M+W D-5110-SS+display | PV | 31310 | 99999
7.01.657 | [D-5121-SS | M+W D-5121-SS | PV | 31310 | 99999
7.01.658 | [D-5121-AL | M+W D-5121-AL+display | PV | 31310 | 99999
7.01.659 | [D-5121-SS | M+W D-5121-SS+display | PV | 31310 | 99999
7.01.660 | [PL-002 | PL-002 | PV | 0 | 99999
7.01.661 | [INF-301F | INF-301F Inficon mani-flow | PV | 0 | 99999
7.01.662 | [PL-003 | PL-003 | PV | 0 | 99999
7.01.663 | [VGE-001F | VGE-001F V.G.Elemental | PV | 0 | 99999
7.01.664 | [FIN-001F | FIN-001F | PV | 31101 | 99999
7.01.665 | [D-6251-AL | M+W D-6251-AL+display | PV | 31310 | 99999
7.01.666 | [D-6251-SS | M+W D-6251-SS+display | PV | 31310 | 99999
7.01.667 | [D-6251-AL | M+W D-6251-AL+V/F convertor | PV | 31310 | 99999
7.01.668 | [D-6251-SS | M+W D-6251-SS+V/F convertor | PV | 31310 | 99999
7.01.670 | [D-6251-SS | M+W D-6251-SS | PV | 31310 | 99999
7.01.671 | [D-6250-AL | M+W D-6250-AL+V/F convertor | PV | 31310 | 99999
7.01.672 | [D-6250-SS | M+W D-6250-SS+V/F convertor | PV | 31310 | 99999
7.01.673 | [D-6210-AL | M+W D-6210-AL+V/F convertor | PV | 31310 | 99999
7.01.674 | [D-6210-SS | M+W D-6210-SS+V/F convertor | PV | 31310 | 99999
7.01.676 | [D-6211-SS | M+W D-6211-SS | PV | 31310 | 99999
7.01.677 | [D-6211-AL | M+W D-6211-AL+display | PV | 31310 | 99999
7.01.678 | [D-6211-SS | M+W D-6211-SS+display | PV | 31310 | 99999
7.01.679 | [D-6211-AL | M+W D-6211-AL+V/F convertor | PV | 31310 | 99999
7.01.680 | [D-6211-SS | M+W D-6211-SS+V/F convertor | PV | 31310 | 99999
7.01.681 | [D-6230-AL | M+W D-6230-AL+V/F convertor | PV | 31310 | 99999
7.01.682 | [D-6230-SS | M+W D-6230-SS+V/F convertor | PV | 31310 | 99999
7.01.684 | [D-6231-SS | M+W D-6231-SS | PV | 31310 | 99999
7.01.685 | [D-6231-AL | M+W D-6231-AL+display | PV | 31310 | 99999
7.01.686 | [D-6231-SS | M+W D-6231-SS+display | PV | 31310 | 99999
7.01.687 | [D-6231-AL | M+W D-6231-AL+V/F convertor | PV | 31310 | 99999
7.01.688 | [D-6231-SS | M+W D-6231-SS+V/F convertor | PV | 31310 | 99999
7.01.689 | [D-6270-AL | M+W D-6270-AL+V/F convertor | PV | 31310 | 99999
7.01.690 | [D-6270-SS | M+W D-6270-SS+V/F convertor | PV | 31310 | 99999
7.01.692 | [D-5110-AL | M+W D-5110-AL+V/F convertor | PV | 31310 | 99999
7.01.693 | [D-5110-SS | M+W D-5110-SS+V/F convertor | PV | 31310 | 99999
7.01.694 | [D-5111-AL | M+W D-5111-AL+V/F convertor | PV | 31310 | 99999
7.01.695 | [D-5111-SS | M+W D-5111-SS+V/F convertor | PV | 31310 | 99999
7.01.696 | [D-5121-AL | M+W D-5121-AL+V/F convertor | PV | 31310 | 99999
7.01.697 | [D-5121-SS | M+W D-5121-SS+V/F convertor | PV | 31310 | 99999
7.01.699 | [W-303 | W-303 | PV | 0 | 99999
7.01.700 | [BCH-001F | BCH-001F Busch manual | PV | 0 | 99999
7.01.701 | [MIC-201F | MIC-201F | PV | 0 | 99999
7.01.702 | [BCH-002F | BCH-002F Busch automatic | PV | 0 | 99999
7.01.703 | [PL-002 | PL-002 high flow | PV | 0 | 99999
7.01.704 | [TST-001 | TST-001 | PV | 0 | 99999
7.01.705 | [TST-002 | TST-002 | PV | 0 | 99999
7.01.706 | [TST-004F1 | flow module TST-004F1 | PV | 0 | 99999
7.01.707 | [TST-037V | valve module TST-037V | PV | 0 | 99999
7.01.708 | [TST-010P | pressure module TST-010P | PV | 0 | 99999
7.01.709 | [F-121M | F-121M/F-131M DMFM | PV | 0 | 99999
7.01.710 | [F-122M | F-122M/F-132M DMFM | PV | 0 | 99999
7.01.711 | [F-123M | F-123M/F-133M DMFM | PV | 0 | 99999
7.01.712 | [LEY-501M | LEY-501M | PV | 0 | 99999
7.01.716 | [PL-002M | PL-002M OEM II | PV | 0 | 99999
7.01.717 | [PL-003M | PL-003M OEM II | PV | 0 | 99999
7.01.718 | [FRE-001F/P | FRE-001F/P | PV | 0 | 99999
7.01.719 | [PDP-100 | PDP-100 inertgasblock | PV | 0 | 99999
7.01.720 | [SKN-002F | sensor module SKN-002F | PV | 0 | 99999
7.01.721 | [DML-200F | DML-200F | PV |  | 99999
7.01.723 | [REDUNDANT | redundant flowmeter | PV |  | 99999
7.01.725 | [THM-001F | THM-001F | PV | 0 | 99999
7.01.726 | [SMS-001F | SMS-001F | PV | 0 | 99999
7.01.729 | [CORI-FLOW | CORI-FLOW M53 | PV
7.01.730 | [CORI-FLOW | CORI-FLOW M54 | PV
7.01.731 | [CORI-FLOW | CORI-FLOW M55 | PV
7.01.732 | [CORI-FLOW | body F-004AC CORI-FLOW | PV |  | 99999
7.01.733 | [ATA-001FP | ATA-001FP | PV | 0 | 99999
7.01.734 | [TST-150V | valve module TST-150V | PV | 0 | 99999
7.01.735 | [BR-001 | BR-001 | PV |  | 99999
7.01.736 | [BR-002 | BR-002 | PV |  | 99999
7.01.737 | [BR-003 | BR-003 | PV |  | 99999
7.01.738 | [BR-004 | BR-004 | PV |  | 99999
7.01.739 | [CORI-FLOW | CORI-FLOW M52 | PV
7.01.742 | [OZO-001F | OZO-001F | PV | 0 | 99999
7.01.743 | [HIGH TEMP | assy high temp. body | PV | 0 | 99999
7.01.749 | [F-107AI ANS | F-107AI ANSI 300Lbs | PV | 0 | 99999
7.01.751 | [F-107BI ANS | F-107BI ANSI 300Lbs | PV | 0 | 99999
7.01.753 | [F-107CI ANS | F-107CI ANSI 300Lbs | PV | 0 | 99999
7.01.755 | [F-107DI ANS | F-107DI ANSI 300Lbs | PV | 0 | 99999
7.01.760 | [F-117AI ANS | F-117AI ANSI 600Lbs | PV | 0 | 99999
7.01.762 | [F-117BI ANS | F-117BI ANSI 600Lbs | PV | 0 | 99999
7.01.764 | [F-117CI ANS | F-117CI ANSI 600Lbs | PV | 0 | 99999
7.01.766 | [F-117DI ANS | F-117DI ANSI 600Lbs | PV | 0 | 99999
7.01.777 | [SIN-001L | SIN-001L | PV | 0 | 99999
7.01.778 | [APP GAS SUP | APP assy gas supply 13-fold | PV |  | 99999
7.01.779 | [APP MODULE | APP-module 1 | PV |  | 99999
7.01.780 | [APP MODULE | APP-module 2 | PV |  | 99999
7.01.781 | [APP MODULE | APP-module 3 | PV |  | 99999
7.01.782 | [APP MODULE | APP-module 4 | PV |  | 99999
7.01.783 | [APP MODULE | APP-module 5 | PV |  | 99999
7.01.784 | [APP MODULE | APP-module 6 | PV |  | 99999
7.01.785 | [APP MODULE | APP-module 7 | PV |  | 99999
7.01.787 | [F-200DV | F-200DV/F210DV | PV | 0 | 99999
7.01.788 | [F-200CV | F-200CV/F210CV DMFC | PV | 0 | 99999
7.01.789 | [F-200DV | F-200DV/F210DV DMFC | PV | 0 | 99999
7.01.790 | [F-200CV | F-200CV/F210CV stripp. version | PV | 0 | 99999
7.01.791 | [F-200DV | F-200DV/F210DV stripp. version | PV | 0 | 99999
7.01.792 | [SMS-003F | SMS-003F | PV | 0 | 99999
7.01.794 | [APP MODULE | APP-012 toggle valve assy | PV |  | 99999
7.01.795 | [APP MODULE | APP module outlet adapter | PV |  | 99999
7.01.796 | [APP MODULE | APP module inlet adapter | PV |  | 99999
7.01.797 | [APP MODULE | APP module mix body | PV |  | 99999
7.01.798 | [APP MODULE | APP inlet body | PV |  | 99999
7.01.799 | [APP MODULE | APP-200 module | PV |  | 99999
7.01.800 | [APP MODULE | APP-001 module base body | PV |  | 99999
7.01.801 | [APP MODULE | APP-003 module base body valve | PV |  | 99999
7.01.802 | [APP MODULE | APP-004 El. shut-off | PV |  | 99999
7.01.803 | [F-101E | F-101E | PV | 0 | 99999
7.01.804 | [F-102E | F-102E | PV | 0 | 99999
7.01.805 | [F-103E | F-103E | PV | 0 | 99999
7.01.807 | [F-202E | F-202E | PV | 0 | 99999
7.01.808 | [ATA-002M | ATA-002M | PV | 0 | 99999
7.01.809 | [F-101E | F-101E DMFM | PV |  | 99999
7.01.810 | [F-102E | F-102E DMFM | PV |  | 99999
7.01.811 | [F-103E | F-103E DMFM | PV |  | 99999
7.01.813 | [F-202E | F-202E DMFC | PV |  | 99999
7.01.814 | [F-101EI | F-101EI | PV |  | 99999
7.01.815 | [F-102EI | F-102EI | PV |  | 99999
7.01.816 | [F-103EI | F-103EI | PV |  | 99999
7.01.817 | [L11 | L11 MBC-I | PV |  | 99999
7.01.818 | [L11V02 | L11V02 MBC-I | PV |  | 99999
7.01.819 | [L13 | L13 with distance part | PV |  | 99999
7.01.820 | [L13V02 | L13V02 with distance part | PV |  | 99999
7.01.821 | [L23 | L23 with distance part | PV |  | 99999
7.01.822 | [L23V02 | L23V02 with distance part | PV |  | 99999
7.01.823 | [EHR-101L | EHR-101L | PV |  | 99999
7.01.824 | [EHR-201L | EHR-201L | PV |  | 99999
7.01.825 | [EHR-001V | EHR-001V | PV |  | 99999
7.01.826 | [EHR-501P | EHR-501P | PV |  | 99999
7.01.828 | [MIC-104F | MIC-104F | PV |  | 99999
7.01.829 | [APP MODULE | APP-module 8A | PV |  | 99999
7.01.830 | [APP MODULE | APP-module 8B | PV |  | 99999
7.01.831 | [APP MODULE | APP-module 8C | PV |  | 99999
7.01.832 | [APP MODULE | APP-module 8D | PV |  | 99999
7.01.833 | [APP MODULE | APP-module 8E | PV |  | 99999
7.01.834 | [APP MODULE | APP-module 8F | PV |  | 99999
7.01.835 | [APP MODULE | APP-module 8G | PV |  | 99999
7.01.836 | [APP MODULE | APP-module 8H | PV |  | 99999
7.01.837 | [APP MODULE | APP-module 8I | PV |  | 99999
7.01.838 | [APP MODULE | APP-module 8J | PV |  | 99999
7.01.839 | [APP MODULE | APP-module 8K | PV |  | 99999
7.01.840 | [APP MODULE | APP-module 8L | PV |  | 99999
7.01.841 | [APP MODULE | APP-module 8M | PV |  | 99999
7.01.842 | [APP MODULE | APP-module 8N | PV |  | 99999
7.01.843 | [APP MODULE | APP-module 9A | PV |  | 99999
7.01.844 | [APP MODULE | APP-module 9B | PV |  | 99999
7.01.845 | [APP MODULE | APP-module 9C | PV |  | 99999
7.01.846 | [APP MODULE | APP-module 9D | PV |  | 99999
7.01.847 | [APP MODULE | APP-module 10A | PV |  | 99999
7.01.848 | [APP MODULE | APP-module 10B | PV |  | 99999
7.01.849 | [APP MODULE | APP-module 11A | PV |  | 99999
7.01.850 | [APP MODULE | APP-module 12A | PV |  | 99999
7.01.851 | [APP MODULE | APP-module 13A | PV |  | 99999
7.01.852 | [APP MODULE | APP-module 13B | PV |  | 99999
7.01.853 | [APP MODULE | APP-module 13C | PV |  | 99999
7.01.854 | [APP MODULE | APP-module 14A | PV |  | 99999
7.01.855 | [ATA-001A | ATA-001A | PV |  | 99999
7.01.856 | [L01 1/16" | L01 1/16" | PV |  | 99999
7.01.857 | [L01V02 1/16 | L01V02 1/16" | PV |  | 99999
7.01.858 | [MIC-202F | MIC-202F | PV | 0 | 99999
7.01.859 | [APP MODULE | APP-module 102107289 | PV |  | 99999
7.01.860 | [CEP-001F | CEP-001F | PV |  | 99999
7.01.861 | [F-100CW | F-100CW | PV |  | 99999
7.01.862 | [F-100DW | F-100DW | PV |  | 99999
7.01.863 | [F-200CW | F-200CW | PV |  | 99999
7.01.864 | [F-200DW | F-200DW | PV |  | 99999
7.01.865 | [F-111CW | F-111CW | PV |  | 99999
7.01.866 | [F-101DW | F-101DW | PV |  | 99999
7.01.867 | [F-101EW | F-101EW | PV |  | 99999
7.01.868 | [F-201CW | F-201CW | PV |  | 99999
7.01.869 | [F-201DW | F-201DW | PV |  | 99999
7.01.870 | [F-201EW | F-201EW | PV |  | 99999
7.01.871 | [F-111AW | F-111AW | PV |  | 99999
7.01.872 | [F-201AW | F-201AW | PV |  | 99999
7.01.876 | [FILTER | filter FLOW-SMS | PV |  | 99999
7.01.877 | [SWITCH | pressure switch FLOW-SMS | PV |  | 99999
7.01.878 | [PUMP MZR | pump mzr-2521/mzr-2921 | PV |  | 99999
7.01.879 | [PUMP MZR | pump mzr-4622 | PV |  | 99999
7.01.884 | [EUR-801F | EUR-801F | PV |  | 99999
7.01.885 | [EUR-803F | EUR-803F | PV |  | 99999
7.01.886 | [EUR-805F | EUR-805F | PV |  | 99999
7.01.887 | [F-112AI | F-112AI DMFM | PV |  | 99999
7.01.888 | [F-113AI | F-113AI DMFM | PV |  | 99999
7.01.889 | [F-206AI | F-206AI/F-216AI DMFC | PV |  | 99999
7.01.890 | [F-206BI | F-206BI/F-216BI DMFC | PV |  | 99999
7.01.891 | [F-106AI | F-106AI DMFM | PV |  | 99999
7.01.892 | [F-106BI | F-106BI DMFM | PV |  | 99999
7.01.893 | [F-106CI | F-106CI DMFM | PV |  | 99999
7.01.894 | [F-106DI | F-106DI DMFM | PV |  | 99999
7.01.895 | [F-106EI | F-106EI DMFM | PV |  | 99999
7.01.896 | [F-106FI | F-106FI DMFM | PV |  | 99999
7.01.897 | [F-106GI | F-106GI DMFM | PV |  | 99999
7.01.898 | [TOPMOUNT | topmount o-ring F-201C | PV |  | 99999
7.01.899 | [TOPMOUNT | topmount o-ring P-702C | PV |  | 99999
7.01.900 | [TOPMOUNT | topmount o-ring P-602C | PV |  | 99999
7.01.901 | [TOPMOUNT | topmount metal flowcontroller | PV |  | 99999
7.01.902 | [TOPMOUNT | topmount metal P-702C | PV |  | 99999
7.01.903 | [TOPMOUNT | topmount metal P-602C | PV |  | 99999
7.01.904 | [F-201CM | F-201CM DMFC | PV
7.01.905 | [P-702CM | P-702CM DEPC | PV |  | 99999
7.01.906 | [P-602CM | P-602CM DEPC | PV |  | 99999
7.01.907 | [F-103DI | F-103DI DMFM | PV | 0 | 99999
7.01.908 | [F-102DI | F-102DI DMFM | PV |  | 99999
7.01.909 | [F-101DI | F-101DI DMFM | PV |  | 99999
7.01.910 | [F-116BI | F-116BI DMFM | PV |  | 99999
7.01.911 | [F-203AI | F-203AI/F-213AI DMFC | PV |  | 99999
7.01.912 | [F-116AI | F-116AI DMFM | PV |  | 99999
7.01.913 | [F-122MI | F-122MI/F-132MI DMFM | PV |  | 99999
7.01.914 | [F-123MI | F-123MI/F-133MI DMFM | PV |  | 99999
7.01.915 | [F-230MI | F-230MI DMFC | PV |  | 99999
7.01.916 | [F-232MI | F-232MI DMFC | PV |  | 99999
7.01.917 | [F-121MI | F-121MI/F-131MI DMFM | PV |  | 99999
7.01.918 | [F-120MI | F-120MI/F-130MI DMFM | PV |  | 99999
7.01.919 | [F-101EI | F-101EI DMFM | PV |  | 99999
7.01.920 | [F-102EI | F-102EI DMFM | PV |  | 99999
7.01.921 | [F-103EI | F-103EI DMFM | PV | 0 | 99999
7.01.922 | [F-107AI DIN | F-107AI DIN PN40 DMFM | PV |  | 99999
7.01.923 | [F-107BI DIN | F-107BI DIN PN40 DMFM | PV |  | 99999
7.01.924 | [F-107CI DIN | F-107CI DIN PN40 DMFM | PV |  | 99999
7.01.925 | [F-107DI DIN | F-107DI DIN PN40 DMFM | PV |  | 99999
7.01.926 | [F-107AI ANS | F-107AI ANSI 150Lbs DMFM | PV |  | 99999
7.01.927 | [F-107BI ANS | F-107BI ANSI 150Lbs DMFM | PV |  | 99999
7.01.928 | [F-107CI ANS | F-107CI ANSI 150Lbs DMFM | PV |  | 99999
7.01.929 | [F-107DI ANS | F-107DI ANSI 150Lbs DMFM | PV |  | 99999
7.01.930 | [F-117AI DIN | F-117AI DIN PN100 DMFM | PV |  | 99999
7.01.931 | [F-117BI DIN | F-117BI DIN PN100 DMFM | PV |  | 99999
7.01.932 | [F-117CI DIN | F-117CI DIN PN100 DMFM | PV |  | 99999
7.01.933 | [F-117DI DIN | F-117DI DIN PN100 DMFM | PV |  | 99999
7.01.934 | [F-143MI | F-143MI DMFM | PV |  | 99999
7.01.935 | [F-142MI | F-142MI DMFM | PV |  | 99999
7.01.936 | [F-240MI | F-240MI DMFC | PV |  | 99999
7.01.937 | [F-241MI | F-241MI DMFC | PV |  | 99999
7.01.938 | [F-242MI | F-242MI DMFC | PV |  | 99999
7.01.939 | [F-126AI | F-126AI/F-136AI DMFM | PV |  | 99999
7.01.940 | [F-126BI | F-126BI/F-136BI DMFM | PV |  | 99999
7.01.941 | [F-141MI | F-141MI DMFM | PV |  | 99999
7.01.942 | [F-231MI | F-231MI DMFC | PV | 0 | 99999
7.01.943 | [F-202AI | F-202AI/F-212AI DMFC | PV | 0 | 99999
7.01.944 | [F-111CI | F-111CI DMFM | PV | 0 | 99999
7.01.945 | [MIC-205F/P | MIC-205F/P | PV |  | 99999
7.01.946 | [L01 1/8" | L01 1/8" | PV |  | 99999
7.01.947 | [L01V02 1/8" | L01V02 1/8" | PV |  | 99999
7.01.948 | [F-120M | F-120M/F-130M DMFM | PV | 0 | 99999
7.01.949 | [ROX-001F | ROX-001F | PV |  | 99999
7.01.950 | [ROX-002F | ROX-002F | PV |  | 99999
7.01.951 | [SIN 8+ BANK | SIN controller 8+ bank | PV |  | 99999
7.01.952 | [F-201C | F-201C with shut-off | PV |  | 99999
7.01.953 | [F-111CM | F-111CM DMFC | PV
7.01.954 | [P-502CM | P-502CM DEPC | PV |  | 99999
7.01.955 | [SIN GAS | SIN assy gas | PV |  | 99999
7.01.956 | [L01 10-32 | L01 10-32 UNF female | PV |  | 99999
7.01.957 | [L01V02 10-3 | L01V02 10-32 UNF female | PV |  | 99999
7.01.959 | [L13 | L13 | PV |  | 99999
7.01.960 | [L13V02 | L13V02 | PV |  | 99999
7.01.961 | [L23 | L23 | PV |  | 99999
7.01.962 | [L23V02 | L23V02 | PV |  | 99999
7.01.963 | [BCH-003F | BCH-003F | PV |  | 99999
7.01.964 | [PER-001F | PER-001F | PV |  | 99999
7.01.965 | [SMS-004F | SMS-004F | PV | 0 | 99999
7.01.966 | [MIC-203F | MIC-203F | PV | 0 | 99999
7.01.967 | [EUR-804F | EUR-804F | PV |  | 99999
7.01.968 | [MD-001F | MD-001F | PV | 0 | 99999
7.01.971 | [TST-002V | valve module TST-002V | PV |  | 99999
7.01.972 | [ENHANCED | enhanced clipper | PV |  | 99999
7.01.973 | [APP MODULE | APP-module 8O | PV |  | 99999
7.01.974 | [APP MODULE | APP-module 8Q | PV |  | 99999
7.01.975 | [APP MODULE | APP-module 15 | PV |  | 99999
7.01.976 | [SET-001FP | SET-001FP | PV |  | 99999
7.01.977 | [SET-002FP | SET-002FP | PV |  | 99999
7.01.978 | [SET-003FP | SET-003FP | PV |  | 99999
7.01.979 | [SET-004F | SET-004F | PV |  | 99999
7.01.980 | [L31 | L31 | PV | 0 | 99999
7.01.981 | [APP VAC SYS | APP VAC SYS | PV |  | 99999
7.01.984 | [OZO-001F | OZO-001F | PV |  | 99999
7.01.985 | [THB-001F | THB-001F | PV | 0 | 99999
7.01.986 | [SMS-005M | SMS-005M | PV |  | 99999
7.01.987 | [FES-002F/P | FES-002F/P | PV |  | 99999
7.01.989 | [ENHANCED II | enhanced clipper III | PV |  | 99999
7.01.990 | [W-101B | W-101B | PV | 0 | 99999
7.01.991 | [W-102B | W-102B | PV | 0 | 99999
7.01.992 | [W-202B | W-202B | PV | 0 | 99999
7.01.993 | [FES-001F/P | FES-001F/P | PV |  | 99999
7.01.998 | [SET-005FP | SET-005FP | PV |  | 99999
7.02.001 | [NVL-001F | Novellus liq flow meter | PV |  | 99999
7.02.002 | [NVL-002F | Novellus liq flow meter | PV |  | 99999
7.02.003 | [NVL-003F | Novellus liq flow meter | PV |  | 99999
7.02.004 | [BSF-001E | BASF single channel module | PV |  | 99999
7.03.001 | [2CABLE EUR | cable Euro F/G 8-pin DIN 3m | PV | 0 | 99999
7.03.002 | [ | not used | NONE
7.03.003 | [DRAWING | conn.diagram MFC-EA | NONE
7.03.005 | [CABLE AMERI | cable Am. F/G 8-pin DIN 3m | PV |  | 99999
7.03.006 | [CABLE AMERI | cable Am. F/G loose 3m | PV |  | 99999
7.03.007 | [CABLE EURO | cable Euro F/G 5-pin DIN 3m | PV | 0 | 99999
7.03.008 | [CABLE VALVE | cable valve 3-pin DIN 3m | PV | 0 | 99999
7.03.009 | [CABLE VALVE | cable valve 3-pin DIN 3m | PV | 0 | 99999
7.03.010 | [CABLE VALVE | cable valve 3-pin DIN 3m | PV | 0 | 99999
7.03.011 | [CABLE VALVE | cable valve 3-pin DIN 3m | PV | 0 | 99999
7.03.012 | [CABLE VALVE | cable valve loose 3m | PV | 0 | 99999
7.03.013 | [CABLE VALVE | cable valve loose 3m | PV | 0 | 99999
7.03.014 | [CABLE VALVE | cable valve loose 3m | PV | 0 | 99999
7.03.015 | [CABLE VALVE | cable valve loose 3m | PV | 0 | 99999
7.03.017 | [CABLE EURO | cable Euro F/G loose RFI 3m | PV |  | 99999
7.03.018 | [CABLE AMERI | cable Am. 9-pin D-male 3m | PV |  | 99999
7.03.019 | [CABLE COIL | cable coil LA 3m | PV | 0 | 99999
7.03.020 | [CABLE MFC | cable MFC loose ends RFI 3m | PV |  | 99999
7.03.021 | [CABLE EURO | cable Euro F/G D-male RFI 3m | PV |  | 99999
7.03.022 | [DRAWING | interconnection cables | NONE
7.03.023 | [CABLE COIL | cable coil LA 10cm | PV | 0 | 99999
7.03.024 | [CABLE COIL | cable coil LA RFI 10cm | PV | 0 | 99999
7.03.025 | [CABLE COIL | cable coil LC 10cm | PV | 0 | 99999
7.03.026 | [CABLE COIL | cable coil LC RFI 10cm | PV | 0 | 99999
7.03.027 | [CABLE INDUS | cable Industr. MFM D-male | PV | 0 | 99999
7.03.028 | [CABLE INDUS | cable Industr. MFM loose | PV | 0 | 99999
7.03.029 | [CABLE MFC | cable MFC loose ends 3m | PV |  | 99999
7.03.030 | [DRAWING | interconnection cable valves | NONE
7.03.031 | [CABLE COIL | cable coil LA 10cm | PV | 0 | 99999
7.03.032 | [CABLE COIL | cable coil LA RFI 10cm | PV | 0 | 99999
7.03.033 | [CABLE COIL | cable coil LC 10cm | PV | 0 | 99999
7.03.034 | [CABLE COIL | cable coil LC RFI 10cm | PV | 0 | 99999
7.03.035 | [CABLE AMERI | cable Am. loose 3m | PV |  | 99999
7.03.036 | [CABLE AMERI | cable Am. D-male 3m | PV |  | 99999
7.03.037 | [CABLE MFC | cable MFC D-male 3m | PV |  | 99999
7.03.038 | [CABLE PUMP | cable pump 3m | PV | 0 | 99999
7.03.039 | [CABLE COIL | cable coil LA RFI 10cm | PV | 0 | 99999
7.03.040 | [CABLE COIL | cable coil LC RFI 10cm | PV | 0 | 99999
7.03.041 | [CABLE VALVE | cable servo 9-pin D-male 3m | PV | 0 | 99999
7.03.042 | [CABLE 507 | cable P-507 loose 3m | PV | 0 | 99999
7.03.043 | [COIL ASSY | coil assy LB | PV |  | 71915
7.03.044 | [COIL ASSY | coil assy LA | PV |  | 71915
7.03.045 | [CABLE EURO | cable Euro MFM D-male | PV | 0 | 99999
7.03.046 | [CABLE EURO | cable Euro MFM loose | PV | 0 | 99999
7.03.047 | [CABLE EURO | cable Euro H D-male RFI 3m | PV |  | 99999
7.03.048 | [CABLE EURO | cable Euro H loose RFI 3m | PV |  | 99999
7.03.049 | [CABLE COIL | cable coil LA loose 3m | PV | 0 | 99999
7.03.050 | [CABLE COIL | cable coil LA 9-pin D-male 3m | PV | 0 | 99999
7.03.051 | [CABLE COIL | cable coil LB loose 3m | PV | 0 | 99999
7.03.052 | [CABLE COIL | cable coil LB 9-pin D-male 3m | PV | 0 | 99999
7.03.053 | [CABLE COIL | cable coil LC loose 3m | PV | 0 | 99999
7.03.054 | [CABLE COIL | cable coil LC 9-pin D-male 3m | PV | 0 | 99999
7.03.057 | [CABLE INDUS | cable Industr. MFC D-male | PV | 0 | 70901
7.03.058 | [CABLE INDUS | cable Industrial MFC loose end | PV | 0 | 70901
7.03.059 | [CABLE MFM | cable MFM loose RFI 3m | PV |  | 99999
7.03.060 | [CABLE INDUS | cable Ind.H D-male RFI 3m | PV |  | 99999
7.03.061 | [CABLE INDUS | cable nd.F/G D-male RFI 3m | PV |  | 99999
7.03.062 | [CABLE INDUS | cable Ind.F/G loose RFI 3m | PV |  | 99999
7.03.064 | [CABLE EURO | cable Euro F/G 15pin D-male 3m | PV | 0 | 99999
7.03.065 | [CABLE VALVE | cable valve loose 3m | PV |  | 99999
7.03.066 | [CABLE VALVE | cable valve D-male 3m | PV |  | 99999
7.03.067 | [CABLE INDUS | cable Industr. MFC D-male 3m | PV |  | 99999
7.03.068 | [CABLE INDUS | cable Industr. MFC loose 3m | PV |  | 99999
7.03.069 | [CABLE EURO | cable Euro MFC D-male 5m | PV |  | 99999
7.03.070 | [CABLE EURO | cable Euro MFC D-male 7m | PV |  | 99999
7.03.071 | [CABLE EURO | cable Euro MFC D-male 10m | PV |  | 99999
7.03.072 | [CABLE EURO | cable Euro MFC loose 5m | PV |  | 99999
7.03.073 | [CABLE EURO | cable Euro F/G loose 7m | PV |  | 99999
7.03.074 | [CABLE EURO | cable Euro F/G loose 10m | PV |  | 99999
7.03.075 | [CABLE EURO | cable Euro F/G loose RFI 5m | PV |  | 99999
7.03.076 | [CABLE EURO | cable Euro F/G loose RFI 7m | PV |  | 99999
7.03.077 | [CABLE EURO | cable Euro F/G loose RFI 10m | PV |  | 99999
7.03.078 | [CABLE MFC | cable MFC loose ends RFI 5m | PV |  | 99999
7.03.079 | [CABLE MFC | cable MFC loose ends RFI 7m | PV |  | 99999
7.03.080 | [CABLE MFC | cable MFC loose ends RFI 10m | PV |  | 99999
7.03.081 | [CABLE EURO | cable Euro F/G D-male RFI 5m | PV |  | 99999
7.03.082 | [CABLE EURO | cable Euro F/G D-male RFI 7m | PV |  | 99999
7.03.083 | [CABLE EURO | cable Euro F/G D-male RFI 10m | PV |  | 99999
7.03.084 | [CABLE INDUS | cable Ind.H D-male 5m | PV |  | 99999
7.03.085 | [CABLE INDUS | cable Ind.H D-male 7m | PV |  | 99999
7.03.086 | [CABLE INDUS | cable Ind.H D-male 10m | PV |  | 99999
7.03.087 | [CABLE INDUS | cable Ind.H loose 5m | PV |  | 99999
7.03.088 | [CABLE INDUS | cable Ind.H loose 7m | PV |  | 99999
7.03.089 | [CABLE INDUS | cable Ind.H loose 10m | PV |  | 99999
7.03.090 | [CABLE MFC | cable MFC loose ends 5m | PV |  | 99999
7.03.091 | [CABLE MFC | cable MFC loose ends 7m | PV |  | 99999
7.03.092 | [CABLE MFC | cable MFC loose ends 10m | PV |  | 99999
7.03.093 | [CABLE AMERI | cable Am. loose 5m | PV |  | 99999
7.03.094 | [CABLE AMERI | cable Am. loose 7m | PV |  | 99999
7.03.095 | [CABLE AMERI | cable Am. loose 10m | PV |  | 99999
7.03.096 | [CABLE AMERI | cable Am. D-male 5m | PV |  | 99999
7.03.097 | [CABLE AMERI | cable Am. D-male 7m | PV |  | 99999
7.03.098 | [CABLE AMERI | cable Am. D-male 10m | PV |  | 99999
7.03.099 | [CABLE MFC | cable MFC D-male 5m | PV |  | 99999
7.03.100 | [CABLE MFC | cable MFC D-male 7m | PV |  | 99999
7.03.101 | [CABLE MFC | cable MFC D-male 10m | PV |  | 99999
7.03.102 | [CABLE EURO | cable Euro H D-male 5m | PV |  | 99999
7.03.103 | [CABLE EURO | cable Euro H D-male 7m | PV |  | 99999
7.03.104 | [CABLE EURO | cable Euro H D-male 10m | PV |  | 99999
7.03.105 | [CABLE EURO | cable Euro H loose 5m | PV |  | 99999
7.03.106 | [CABLE EURO | cable Euro H loose 7m | PV |  | 99999
7.03.107 | [CABLE EURO | cable Euro H loose 10m | PV |  | 99999
7.03.108 | [CABLE EURO | cable Euro H D-male RFI 5m | PV |  | 99999
7.03.109 | [CABLE EURO | cable Euro H D-male RFI 7m | PV |  | 99999
7.03.110 | [CABLE EURO | cable Euro H D-male RFI 10m | PV |  | 99999
7.03.111 | [CABLE EURO | cable Euro H loose RFI 5m | PV |  | 99999
7.03.112 | [CABLE EURO | cable Euro H loose RFI 7m | PV |  | 99999
7.03.113 | [CABLE EURO | cable Euro H loose RFI 10m | PV |  | 99999
7.03.114 | [CABLE VALVE | cable valve D-male 5m | PV |  | 99999
7.03.115 | [CABLE VALVE | cable valve D-male 7m | PV |  | 99999
7.03.116 | [CABLE VALVE | cable valve D-male 10m | PV |  | 99999
7.03.117 | [CABLE VALVE | cable valve loose 5m | PV |  | 99999
7.03.118 | [CABLE VALVE | cable valve loose 7m | PV |  | 99999
7.03.119 | [CABLE VALVE | cable valve loose 10m | PV |  | 99999
7.03.120 | [CABLE INDUS | cable Ind.F/G D-male 5m | PV |  | 99999
7.03.121 | [CABLE INDUS | cable Ind.F/G D-male 7m | PV |  | 99999
7.03.122 | [CABLE INDUS | cable Ind.F/G D-male 10m | PV |  | 99999
7.03.123 | [CABLE INDUS | cable Ind.F/G loose 5m | PV |  | 99999
7.03.124 | [CABLE INDUS | cable Ind.F/G loose 7m | PV |  | 99999
7.03.125 | [CABLE INDUS | cable Ind.F/G loose 10m | PV |  | 99999
7.03.126 | [CABLE MFM | cable MFM loose RFI 5m | PV |  | 99999
7.03.127 | [CABLE MFM | cable MFM loose RFI 7m | PV |  | 99999
7.03.128 | [CABLE MFM | cable MFM loose RFI 10m | PV |  | 99999
7.03.129 | [CABLE INDUS | cable Ind.H D-male RFI 5m | PV |  | 99999
7.03.130 | [CABLE INDUS | cable Ind.H D-male RFI 7m | PV |  | 99999
7.03.131 | [CABLE INDUS | cable Ind.H D-male RFI 10m | PV |  | 99999
7.03.132 | [CABLE EX-PR | cable Ex-proof H D-male 5m | PV |  | 99999
7.03.133 | [CABLE EX-PR | cable Ex-proof H D-male 7m | PV |  | 99999
7.03.134 | [CABLE EX-PR | cable Ex-proof H D-male 10m | PV |  | 99999
7.03.135 | [CABLE VALVE | cable valve loose 5m | PV |  | 99999
7.03.136 | [CABLE VALVE | cable valve loose 7m | PV |  | 99999
7.03.137 | [CABLE VALVE | cable valve loose 10m | PV |  | 99999
7.03.138 | [CABLE VALVE | cable valve D-male 5m | PV |  | 99999
7.03.139 | [CABLE VALVE | cable valve D-male 7m | PV |  | 99999
7.03.140 | [CABLE VALVE | cable valve D-male 10m | PV |  | 99999
7.03.141 | [CABLE INDUS | cable Ind.F/G D-male 5m | PV |  | 99999
7.03.142 | [CABLE INDUS | cable Ind.F/G D-male 7m | PV |  | 99999
7.03.143 | [CABLE INDUS | cable Ind.F/G D-male 10m | PV |  | 99999
7.03.144 | [CABLE INDUS | cable Ind.F/G loose 5m | PV |  | 99999
7.03.145 | [CABLE INDUS | cable Ind.F/G loose 7m | PV |  | 99999
7.03.146 | [CABLE INDUS | cable Ind.F/G loose 10m | PV |  | 99999
7.03.148 | [CABLE VALVE | cable valve Ex-pr. D-male 5m | PV |  | 99999
7.03.149 | [CABLE VALVE | cable valve Ex-pr. D-male 7m | PV |  | 99999
7.03.150 | [CABLE VALVE | cable valve Ex-pr. D-male 10m | PV |  | 99999
7.03.151 | [CABLE VALVE | cable valve Ex-proof D-male 3m | PV |  | 99999
7.03.152 | [CABLE VALVE | cable valve Ex-pr. D-male 5m | PV |  | 99999
7.03.153 | [CABLE VALVE | cable valve Ex-pr. D-male 7m | PV |  | 99999
7.03.154 | [CABLE VALVE | cable valve Ex-pr. D-male 10m | PV |  | 99999
7.03.155 | [COIL ASSY | coil assy LB 60cm | PV |  | 71915
7.03.156 | [COIL ASSY | coil assy LA 60cm | PV |  | 71915
7.03.164 | [CABLE EX-PR | cable Ex-proof H loose 5m | PV |  | 99999
7.03.165 | [CABLE EX-PR | cable Ex-proof H loose 7m | PV |  | 99999
7.03.166 | [CABLE EX-PR | cable Ex-proof H loose 10m | PV |  | 99999
7.03.167 | [CABLE COIL | cable coil Relimate 20cm | PV |  | 99999
7.03.168 | [COIL ASSY | coil assy LA | PV | 0 | 99999
7.03.169 | [COIL ASSY | coil assy LB | PV | 0 | 99999
7.03.170 | [DRAWING | coil assy LD/LE/LF | NONE
7.03.171 | [DRAWING | coil assy LG/LH/LI | NONE
7.03.172 | [CABLE VALVE | cable valve Ex loose-end 3m | PV | 0 | 70901
7.03.173 | [CABLE VALVE | cable valve Ex-proof loose 5m | PV |  | 99999
7.03.174 | [CABLE VALVE | cable valve Ex-proof loose 7m | PV |  | 99999
7.03.175 | [CABLE VALVE | cable valve Ex-proof loose 10m | PV |  | 99999
7.03.176 | [CABLE VALVE | cable valve Ex-proof loose 3m | PV |  | 99999
7.03.177 | [CABLE VALVE | cable valve Ex-proof loose 5m | PV |  | 99999
7.03.178 | [CABLE VALVE | cable valve Ex-proof loose 7m | PV |  | 99999
7.03.179 | [CABLE VALVE | cable valve Ex-proof loose 10m | PV |  | 99999
7.03.180 | [CABLE EURO | cable 15pin Dmale to 9pin Dfem | PV | 0 | 99999
7.03.181 | [CABLE RS232 | RS232 cable female/female 2m | PV | 0 | 70911
7.03.182 | [ADAPTOR AT | AT adapter 9F/25M | PV | 0 | 70911
7.03.183 | [CABLE RS485 | RS485 cable assy 1m | PV | 0 | 99999
7.03.184 | [CABLE MFC | cable 9-p.D-male 15-p.D-female | PV | 0 | 70901
7.03.185 | [CABLE RS485 | cable RS485 termination | PV | 0 | 99999
7.03.186 | [COIL ASSY | coil assy F-004C | PV | 0 | 99999
7.03.188 | [CABLE LIQUI | cable liqui D-male 5m | PV |  | 99999
7.03.189 | [CABLE LIQUI | cable liqui D-male 7m | PV |  | 99999
7.03.190 | [CABLE LIQUI | cable liqui D-male 10m | PV |  | 99999
7.03.192 | [CABLE LIQUI | cable liqui loose 5m | PV |  | 99999
7.03.193 | [CABLE LIQUI | cable liqui loose 7m | PV |  | 99999
7.03.194 | [CABLE LIQUI | cable liqui loose 10m | PV |  | 99999
7.03.195 | [CABLE FISON | interconnection cable Fisons | PV | 0 | 99999
7.03.196 | [CABLE FISON | cable Fisons loose 3m | PV | 0 | 99999
7.03.197 | [CABLE FISON | cable Fisons + function switch | PV |  | 99999
7.03.198 | [CABLE CALSY | cable calsys3 | PV |  | 99999
7.03.199 | [CABLE EVAPO | cable evaporator 3m | PV | 0 | 99999
7.03.200 | [ | not used | NONE
7.03.201 | [COIL ASSY | coil assy VM1 89 Ohm 23cm | PV | 0 | 99999
7.03.202 | [CABLE COIL | cable coil Data-mate 20cm | PV |  | 70901
7.03.203 | [DRAWING | coil assy LG/LH/LI LIQUI-FLOW | NONE
7.03.204 | [COIL ASSYLG | coil assy LG LIQUI-FLOW 23cm | PV | 0 | 99999
7.03.205 | [COIL ASS LH | coil assy LH LIQUI-FLOW 23cm | PV | 0 | 99999
7.03.206 | [COIL ASSY L | coil assy LI LIQUI-FLOW 23cm | PV | 0 | 99999
7.03.207 | [COIL ASSY | coil assy F-004BC | PV | 0 | 99999
7.03.208 | [CABLE ASSY | cable assy FLOW-BUS+supply 3m | PV | 0 | 99999
7.03.209 | [CABLE ASSY | cable assy FLOW-BUS+supply 1m | PV |  | 99999
7.03.210 | [COIL ASSY | coil assy F-004AC | PV | 0 | 99999
7.03.211 | [CABLE ASSY | cable assy Silflex | PV |  | 71803
7.03.212 | [CABLE ASSY | cable assy 10p.header/9p.D fem | PV |  | 70901
7.03.213 | [COIL ASSY | coil assy VM1 60 Ohm Methode | PV | 0 | 99999
7.03.214 | [CABLE COIL | cable coil Data-mate 36cm | PV |  | 70901
7.03.215 | [CABLE COIL | cable coil Methode 20cm | PV |  | 70901
7.03.216 | [CABLE COIL | cable coil Methode 30cm | PV |  | 70901
7.03.217 | [CABLE EVAPO | cable evaporator 3m | PV | 0 | 99999
7.03.221 | [COIL ASSY | coil assy VM1 89 Ohm Methode | PV | 0 | 99999
7.03.222 | [DRAWING | coil assy Fisons | NONE
7.03.223 | [COIL ASSY | coil assy VM2 60 Ohm Methode | PV | 0 | 99999
7.03.224 | [COIL ASSY | coil assy VM4 | PV | 0 | 99999
7.03.225 | [CABLE ASSY | FLOW-BUS instrument cable | PV | 0 | 99999
7.03.226 | [CABLE ASSY | FLOW-BUS R/C cable | PV | 0 | 99999
7.03.227 | [CABLE ASSY | FLOW-BUS communication cable | PV | 0 | 99999
7.03.228 | [CABLE ASSY | FLOW-BUS insulator | PV | 0 | 99999
7.03.229 | [CABLE ASSY | FLOW-BUS supply cable | PV | 0 | 99999
7.03.230 | [CABLE ASSY | FLOW-BUS supply insulator | PV | 0 | 99999
7.03.231 | [CABLE ASSY | FLOW-BUS terminator | PV | 0 | 99999
7.03.232 | [CABLE ASSY | FLOW-BUS init connector | PV | 0 | 99999
7.03.233 | [ADAPTOR AT | AT adapter 9M/25F | PV |  | 70911
7.03.235 | [CABLE EVAPO | cable evaporator 3m power | PV | 0 | 71638
7.03.240 | [CABLE COIL | cable coil Methode 2-pin | PV |  | 70901
7.03.250 | [COIL ASSY | coil assy F-004AC 24V | PV | 0 | 99999
7.03.251 | [COIL ASSY | coil assy F-004BC 24V | PV | 0 | 99999
7.03.252 | [COIL ASSY | coil assy VM4 24V | PV | 0 | 99999
7.03.253 | [ADAPTOR | conv/terminator subD/RJ45 +24V | PV | 0 | 99999
7.03.254 | [ADAPTOR | conv/term subD/RJ45 +5V PC-ISA | PV | 0 | 99999
7.03.255 | [ADAPTOR | conv/term subD/RJ45 +5V | PV | 0 | 99999
7.03.275 | [COIL ASSY L | coil assy LG LIQUI-FLOW 39cm | PV | 0 | 99999
7.03.276 | [COIL ASSY L | coil assy LG LIQUI-FLOW 53cm | PV | 0 | 99999
7.03.281 | [COIL ASSY L | coil assy LH LIQUI-FLOW 39cm | PV | 0 | 99999
7.03.282 | [COIL ASS LH | coil assy LH LIQUI-FLOW 53cm | PV | 0 | 99999
7.03.287 | [COIL ASSY L | coil assy LI LIQUI-FLOW 39cm | PV | 0 | 99999
7.03.288 | [COIL ASSY L | coil assy LI LIQUI-FLOW 53cm | PV | 0 | 99999
7.03.292 | [CABLE COIL | cable coil Methode 33cm | PV |  | 70901
7.03.293 | [COIL ASSY | coil assy VM2 120 Ohm Methode | PV | 0 | 99999
7.03.294 | [COIL ASSY | coil assy VM2 86 Ohm Methode | PV | 0 | 99999
7.03.295 | [CABLE M+W | M+W power cable | PV | 0 | 70901
7.03.296 | [CABLE POWER | M+W power cable D-5100 | PV | 0 | 70901
7.03.302 | [COIL ASSY L | coil assy V01 LD 15V 23cm | PV | 0 | 70901
7.03.303 | [COIL ASSY L | coil assy V01 LD 24V 23cm | PV | 0 | 70901
7.03.304 | [COIL ASSY L | coil assy V01 LE 15V 23cm | PV | 0 | 70901
7.03.305 | [COIL ASSY L | coil assy V01 LE 24V 23cm | PV | 0 | 70901
7.03.306 | [COIL ASSY L | coil assy V01 LF 15V 23cm | PV | 0 | 70901
7.03.307 | [COIL ASSY L | coil assy V01 LF 24V 23cm | PV | 0 | 70901
7.03.308 | [CABLE COIL | cable coil Data-mate 53cm | PV |  | 70901
7.03.309 | [CABLE INDUS | cable Industr. MFM IV D-male | PV | 0 | 70901
7.03.310 | [CABLE INDUS | cable Industr. MFM IV loose | PV | 0 | 70901
7.03.311 | [CABLE VALVE | cable valve Ind. controller | PV | 0 | 70901
7.03.312 | [CABLE COIL | cable coil F-004BC to labhouse | PV | 0 | 99999
7.03.313 | [CABLE RS232 | cable RS232 T-part DB9 MBC-I | PV | 0 | 71634
7.03.316 | [COIL ASSY | coil assy F-004BC 15V | PV | 0 | 71634
7.03.327 | [COIL ASSY L | coil assy LG 15V high temp. | PV |  | 70901
7.03.328 | [COIL ASSY L | coil assy LH 15V high temp. | PV |  | 70901
7.03.331 | [COIL ASSY | coil assy F-004AC 15V IP65 | PV | 0 | 71634
7.03.333 | [CABLE COIL | cable coil loose end high temp | PV |  | 99999
7.03.334 | [COIL ASSY L | coil assy LG 15V hightempcable | PV | 0 | 99999
7.03.335 | [COIL ASSY L | coil assy LH 15V hightempcable | PV | 0 | 99999
7.03.336 | [COIL ASSY L | coil assy LI 15V hightempcable | PV | 0 | 99999
7.03.337 | [CABLE ASSY | cable assy sensor + valve in | PV |  | 99999
7.03.341 | [CABLE COIL | cable coil 2x9pin D-conn. digi | PV |  | 99999
7.03.342 | [COIL ASSY L | coil assy LG 15V 2x9pin conn. | PV | 0 | 99999
7.03.343 | [COIL ASSY L | coil assy LH 15V 2x9pin conn. | PV | 0 | 99999
7.03.344 | [COIL ASSY L | coil assy LI 15V 2x9pin conn. | PV | 0 | 99999
7.03.345 | [CABLE VALVE | cable valve D-male/female DMFC | PV | 0 | 99999
7.03.346 | [COIL ASSY I | coil assy IT 15V | PV | 0 | 71634
7.03.348 | [CABLE | cable RS232 T-part 8DIN | PV
7.03.349 | [CABLE | cable RS232 DB9 fem to DB9 fem | PV |  | 99999
7.03.356 | [CABLE | cable valve T-part 8DIN | PV |  | 71634
7.03.359 | [COIL ASSY | coil assy EHR-001V | PV | 0
7.03.361 | [COIL ASSY | coil assy IGB | PV |  | 72336
7.03.363 | [COIL ASSY | coil assy IHB | PV
7.03.365 | [COIL ASSY | coil assy IIB | PV
7.03.370 | [CABLE COIL | cablecoil 2x9pin D-conn MBC-II | PV |  | 99999
7.03.374 | [CABLE VALVE | cable valve IN-FLOW old | PV |  | 99999
7.03.375 | [COIL ASSY | coil assy MV 15V | PV |  | 72336
7.03.377 | [CABLE PROFI | cable DB9male/M12fem PROFIBUS | PV |  | 71634
7.03.378 | [CABLE PROFI | cable M12male/DB9fem PROFIBUS | PV |  | 71634
7.03.385 | [CABLE IQ+ | cable IQ+FLOW stand alone | PV |  | 70901
7.03.388 | [CABLE | FLOW-BUS M12 cable 0.3m | PV
7.03.389 | [CABLE | FLOW-BUS M12 cable 3m | PV
7.03.397 | [CABLE EX-PR | cable Ex EPM loose-end 3m | PV | 0 | 70901
7.03.413 | [CABLE | power cable T-part 8DIN analog | PV |  | 71841
7.03.425 | [CABLE PROFI | cable DB9fem/M12fem PROFIBUS | PV |  | 71634
7.03.441 | [CABLE VALVE | cable valve Ex DB9male 3m blue | PV | 0 | 70901
7.03.442 | [CABLE EX-PR | cable Ex MFM DB9male 3m blue | PV | 0 | 70901
7.03.443 | [CABLE EX-PR | cable Ex MFM loose end 1m blue | PV | 0 | 70901
7.03.448 | [CABLE | cable EtherCAT shut-off valve | PV |  | 70901
7.03.449 | [CABLE | cable EtherCAT interconn. 13ch | PV |  | 70901
7.03.450 | [CABLE | cable EtherCAT interconn. 12ch | PV |  | 70901
7.03.454 | [CABLE | cable EtherCAT interconn. 2ch | PV |  | 70901
7.03.455 | [CABLE | cable EtherCAT interconn. 3ch | PV |  | 70901
7.03.460 | [CABLE AIRBL | cable assy airblock | PV |  | 70901
7.03.461 | [CABLE MFC | cable 9-p.D-male 15-p.D-female | PV
7.03.462 | [CABLE | cable 15pin Dmale to 9pin Dfem | PV
7.03.465 | [CABLE TMF | cable 9-p.D-male 15-p.D-female | PV |  | 70901
7.03.466 | [CABLE EURO | cable 15pin Dmale to 9pin Dfem | PV |  | 71634
7.03.469 | [CABLE USB | USB to RS485 cable loose end | PV
7.03.471 | [COIL COVER | coil cover assy | PV |  | 99999
7.03.473 | [CABLE | cable EtherCAT interconn. 4ch | PV |  | 70901
7.03.474 | [CABLE | cable EtherCAT interconn. 9ch | PV |  | 70901
7.03.484 | [CABLE COIL | cable coil ind housing 95mm | PV |  | 70901
7.03.485 | [CABLE COIL | cable coil ind housing 200mm | PV |  | 70901
7.03.486 | [CABLE COIL | cable coil ind housing 390mm | PV |  | 70901
7.03.487 | [COIL ASSY | coil assy IIW 95mm IP65 appl. | PV |  | 72336
7.03.488 | [COIL ASSY | coil assy IIW 200mm IP65 appl. | PV |  | 72336
7.03.489 | [COIL ASSY | coil assy IIW 390mm IP65 appl. | PV
7.03.490 | [COIL ASSY | coil assy ITW 200mm | PV |  | 72336
7.03.491 | [COIL ASSY | coil assy ITW 390mm | PV
7.03.492 | [COIL ASSY | coil assy ITW 200mm IP65 appl. | PV
7.03.493 | [COIL ASSY | coil assy ITW 390mm IP65 appl. | PV
7.03.494 | [COIL ASSY | coil assy IUW 200mm IP65 appl. | PV |  | 72336
7.03.495 | [COIL ASSY | coil assy IUW 390mm IP65 appl. | PV
7.03.496 | [COIL ASSY | coil assy IVW 200mm | PV |  | 72336
7.03.497 | [COIL ASSY | coil assy IVW 390mm | PV |  | 72336
7.03.498 | [COIL ASSY | coil assy IVW 200mm IP65 appl. | PV |  | 72336
7.03.499 | [COIL ASSY | coil assy IVW 390mm IP65 appl. | PV |  | 72336
7.03.500 | [CABLE COIL | cable coil lab housing 200mm | PV |  | 70901
7.03.501 | [CABLE COIL | cable coil lab housing 390mm | PV |  | 70901
7.03.514 | [CABLE 8DIN | cable 8DIN male/loose end 3m | PV |  | 70901
7.03.519 | [COIL ASSY | coil assy IUU ATEX CAT3 | PV |  | 99999
7.03.521 | [COIL ASSY | coil assy IIW ATEX CAT3 | PV |  | 99999
7.03.528 | [M+W CABLE | M+W cable 8DIN fem/loose 3m | PV |  | 71331
7.03.530 | [M+W CABLE | M+W cable coil F-004BI | PV |  | 71331
7.03.549 | [CONN CABLE | cable M8 / DIN43650A high temp | PV
7.03.607 | [CABLE AIX | cable AIX external mode MBC3 | PV
7.03.619 | [CABLE | cable T-part DB9 loos ana-out | PV |  | 70901
7.04.001 | [DRAWING | Exploded view, Valve F000/001 | NONE
7.04.002 | [DRAWING | Exploded view, Valve F002 | NONE
7.04.003 | [DRAWING | Exploded view, Valve F003 | NONE
7.04.004 | [DRAWING | Expl view flowsensor F110/F111 | NONE
7.04.005 | [DRAWING | Expl view flowsensor F112/F113 | NONE
7.04.006 | [DRAWING | Expl view flowcontr F200/F201 | NONE
7.04.007 | [DRAWING | Expl view flowcontr F221 | NONE
7.04.008 | [DRAWING | Expl view flowcontr F202 | NONE
7.04.009 | [DRAWING | Expl view flowcontr F202A | NONE
7.04.010 | [DRAWING | Expl view flowcontr F203 | NONE
7.04.011 | [DRAWING | Expl view flowsensor F114 | NONE
7.04.012 | [DRAWING | Expl view pressuresensor P501 | NONE
7.04.013 | [DRAWING | Expl view pressuresensor P502 | NONE
7.04.014 | [DRAWING | Expl view pressurecontr P601 | NONE
7.04.015 | [DRAWING | Expl view pressurecontr P701 | NONE
7.04.016 | [DRAWING | Expl view pressurecontr P602A | NONE
7.04.017 | [DRAWING | Expl view pressurecontr P603 | NONE
7.04.018 | [DRAWING | Expl view pressurecontr P602 | NONE
7.04.019 | [DRAWING | Expl view pressurecontr P702 | NONE
7.04.020 | [DRAWING | Expl view pressurecontr P702A | NONE
7.04.021 | [DRAWING | Expl view pressurecontr P703 | NONE
7.04.022 | [DRAWING | Expl view n.o. valve | NONE
7.04.023 | [DRAWING | Expl view flowcontroller F201C | NONE
7.04.024 | [DRAWING | Expl view mount. prot. hood sc | NONE
7.04.025 | [DRAWING | Expl view F-106 | NONE
7.04.026 | [DRAWING | Expl view F-106 EX | NONE
7.04.325 | [ | not used | NONE
7.04.418 | [ | not used | NONE
7.05.001 | [DD F000/001 | dim draw Valve F000/001 | NONE
7.05.002 | [DD F002 | dim draw Valve F002 | NONE
7.05.003 | [DD F003 | dim draw Valve F003 | NONE
7.05.004 | [DD F004 | dim draw Valve F004 | NONE
7.05.007 | [DD F132 | dim draw Flowsensor F132 | NONE
7.05.008 | [DD F113 | dim draw Flowsensor F113 | NONE
7.05.009 | [DD F114 | dim draw Flowsensor F114 | NONE
7.05.010 | [DD F201 | dim draw Flowcontrol F201 | NONE
7.05.011 | [DD F221 | dim draw Flowcontrol F221 | NONE
7.05.012 | [DD F202 | dim draw Flowcontrol F202 | NONE
7.05.013 | [DD F202A | dim draw Flowcontrol F202A | NONE
7.05.014 | [DD F203 | dim draw Flowcontrol F203 | NONE
7.05.015 | [DD P501 | dim draw Pressuresensor P501 | NONE
7.05.016 | [DD P502 | dim draw Pressuresensor P502 | NONE
7.05.017 | [DD P601 | dim draw Pressurecontr P601 | NONE
7.05.018 | [DD P701 | dim draw Pressurecontr P701 | NONE
7.05.019 | [DD P602 | dim draw Pressurecontr P602 | NONE
7.05.020 | [DD P702 | dim draw Pressurecontr P702 | NONE
7.05.021 | [DD P602A | dim draw Pressurecontr P602A | NONE
7.05.022 | [DD P702A | dim draw Pressurecontr P702A | NONE
7.05.023 | [DD P603 | dim draw Pressurecontr P603 | NONE
7.05.024 | [DD P703 | dim draw Pressurecontr P703 | NONE
7.05.025 | [DD E0030 | dim draw E0030 1/2 19" 2 HE | NONE
7.05.026 | [DD NOVALVE | dim draw n.o. valve | NONE
7.05.027 | [DD F203A | dim draw F203A 10 l/min | NONE
7.05.028 | [DD F001 LH | dim draw F001 L.H. special | NONE
7.05.029 | [DD F211 LH | dim draw F211 L.H. special | NONE
7.05.030 | [DD F203 | dim draw F203/203A | NONE
7.05.031 | [DD F732A | dim draw F732A | NONE
7.05.032 | [DD F632A | dim draw F632A | NONE
7.05.033 | [DD F232A | dim draw F232A | NONE
7.05.034 | [DD F113A | dim draw F113A | NONE
7.05.035 | [DD F221A | dim draw F231A/221A | NONE
7.05.036 | [DD F222A | dim draw F222A | NONE
7.05.037 | [DD F223 | dim draw F223 | NONE
7.05.038 | [DD F633 | dim draw F633 | NONE
7.05.039 | [DD F801 | dim draw F801 | NONE
7.05.040 | [DD F901 | dim draw F901 | NONE
7.05.041 | [DD F832 | dim draw F832 | NONE
7.05.042 | [DD F932 | dim draw F932 | NONE
7.05.043 | [DD F115 | dim draw F115 A/B/C/D | NONE
7.05.044 | [DD F810 | dim draw F810/812 F820/832 | NONE
7.05.045 | [DD F900 | dim draw F900/902 F910/932 | NONE
7.05.046 | [DD F834 | dim draw F834 | NONE
7.05.047 | [DD F934 | dim draw F934 | NONE
7.05.048 | [DD F133A | dim draw F133A | NONE
7.05.049 | [DD F114A | dim draw F114A | NONE
7.05.050 | [DD F201 | dim draw F201 C/D | NONE
7.05.052 | [DD F-200 C/ | dim draw F200/201 C/D UA | NONE
7.05.053 | [DD F-201AC | dim draw F201AC UA | NONE
7.05.054 | [DD F-114 | dim draw F114 | NONE
7.05.055 | [DD F-123 | dim draw F123 | NONE
7.05.056 | [DD F-001 | dim draw F001C/D/011C n.c./n.o | NONE
7.05.057 | [DD F-002 IA | dim draw F002 IA | NONE
7.05.058 | [DD F-002 XA | dim draw F002 XA | NONE
7.05.059 | [DD F-002 XB | dim draw F002/012/022/032 XB | NONE
7.05.060 | [DD F-002C | dim draw F002C/112C IA | NONE
7.05.061 | [DD F-111-00 | dim draw F111-001 | NONE
7.05.062 | [DD F-001-11 | dim draw F001-111 | NONE
7.05.063 | [DD F-112CI | dim draw F112CI-002C IA | NONE
7.05.064 | [DD F-112CI | dim draw F112CI-003C IA | NONE
7.05.065 | [DD F-113CI | dim draw F113CI | NONE
7.05.066 | [DD F-033C | dim draw F-033C LI | NONE
7.05.067 | [DD F-113IX | dim draw F113IX-F002IA | NONE
7.05.068 | [DD F-112CI | dim draw F112CI-033CIA | NONE
7.05.069 | [DD F-113I | dim draw F113I-033CIA | NONE
7.05.070 | [DD F-113I | dim draw F113I-003CIA | NONE
7.05.071 | [DD F-110 C | dim draw F110/111/130/131 C | NONE
7.05.072 | [DD F-111D | dim draw F111D | NONE
7.05.073 | [DD F-113C | dim draw F113C | NONE
7.05.074 | [DD F-114C | dim draw F114C | NONE
7.05.075 | [DD F-132C | dim draw F132C | NONE
7.05.078 | [DD F-232C | dim draw F232C | NONE
7.05.079 | [DD F-102DI | dim draw F102DI/F102EI F/H-typ | NONE
7.05.080 | [DD F-122MI | dim draw F122MI/132MI F/H-type | NONE
7.05.081 | [DD F-123 I | dim draw F123/133 I | NONE
7.05.082 | [DD F-105I | dim draw F105I A/B/C/D | NONE
7.05.083 | [DD F-002 C | dim draw F002/012/022/032 C IB | NONE
7.05.084 | [ | not used | NONE
7.05.085 | [DD C-TYPE | dim draw Total length C-type | NONE
7.05.086 | [DD I-TYPE | dim draw Total length I-type | NONE
7.05.087 | [DD EX PROOF | dim draw Ex Proof | NONE
7.05.090 | [DD F-114I | dim draw F114I | NONE
7.05.092 | [DD P-506C | dim draw P-506C | MV01
7.05.093 | [DD F-002 LI | dim draw F002/012/022/032 LI | NONE
7.05.094 | [DD F-105X | dim draw F105X A/B/C/D | NONE
7.05.095 | [DD F-114X | dim draw F114X | NONE
7.05.096 | [DD CASE 19" | dim draw case 19" special | NONE
7.05.097 | [DD F-003 XA | dim draw F003 XA | NONE
7.05.098 | [DD F-003XB | dim draw F003 XB | NONE
7.05.099 | [DD F-003 IA | dim draw F003 IA | NONE
7.05.100 | [DD F-003 IB | dim draw F003 IB | NONE
7.05.101 | [DD F-033 C | dim draw F033/132 C | NONE
7.05.102 | [DD F-033 I | dim draw F033/132 I | NONE
7.05.103 | [DD TFR 1500 | dim draw TFR 1500S | NONE
7.05.104 | [DD F-203C | dim draw F203C | NONE
7.05.105 | [DD F-003C | dim draw F003C | NONE
7.05.106 | [DD F-003IB | dim draw F003 IB | NONE
7.05.107 | [DD F-003XA | dim draw F003 XA | NONE
7.05.108 | [DD F-003XB | dim draw F003 XB | NONE
7.05.109 | [DD F-033IA | dim draw F033 IA | NONE
7.05.110 | [DD F-033C | dim draw F-033C XC | MV01
7.05.111 | [DD F-033XA | dim draw F033 XA | NONE
7.05.112 | [DD F-033C | dim draw F-033C XB | MV01
7.05.114 | [DD F101I | dim draw F101I | NONE
7.05.116 | [DD F-103DI | dim draw F103DI/F103EI F/H-typ | NONE
7.05.118 | [DD F-132X | dim draw F132X | NONE
7.05.119 | [DD F-133X | dim draw F133X | NONE
7.05.120 | [DD F-002 I | dim draw F002/112 I | NONE
7.05.121 | [DD F-003 I | dim draw F003/113 I | NONE
7.05.122 | [DD F-112 I | dim draw F033/112 I | NONE
7.05.123 | [DD F-113 I | dim draw F033/113 I | NONE
7.05.124 | [DD F-132 I | dim draw F033/132 I | NONE
7.05.125 | [DD F-112I I | dim draw F003C IB /F112I | NONE
7.05.127 | [DD COMBIFLO | dim draw COMBIFLOW contr valve | NONE
7.05.129 | [DD F-107I | dim draw F107I ANSI DIN F/H | NONE
7.05.130 | [ | not used | NONE
7.05.131 | [DD F-106AI | dim draw F-106AI..GI F/H-type | NONE
7.05.132 | [DD F-107 X | dim draw F107X ANSI and DIN | NONE
7.05.133 | [ | not used | NONE
7.05.134 | [DD F-106EX | dim draw F106EX WAFER | NONE
7.05.135 | [DD F-130X | dim draw F130X | NONE
7.05.136 | [DD F-131X | dim draw F131X | NONE
7.05.137 | [DD F-130 X | dim draw F002/130 X | NONE
7.05.138 | [DD F-131 X | dim draw F002/131 X | NONE
7.05.139 | [DD F-131 X | dim draw F033/131 X | NONE
7.05.140 | [DD F-132 X | dim draw F033/132 X | NONE
7.05.141 | [DD F-132 X | dim draw F002/132 X | NONE
7.05.142 | [DD F-132 X | dim draw F003/132 X | NONE
7.05.143 | [DD F-133 X | dim draw F003/133 X | NONE
7.05.144 | [DD F-133 X | dim draw F033/133 X | NONE
7.05.145 | [DD F-002D L | dim draw F002D Liquid LA | NONE
7.05.146 | [DD F-002D I | dim draw F002D Liquid IB | NONE
7.05.149 | [DD NOVELLUS | dim draw Novellus Liquid contr | NONE
7.05.150 | [DD F-203CM | dim draw F203CM METCO | NONE
7.05.151 | [DD 113 I | dim draw F002/113 I | NONE
7.05.152 | [DD F-117I | dim draw F117I DIN PN100 F/H | NONE
7.05.153 | [DD F-117X | dim draw F117X DIN 100BAR | NONE
7.05.154 | [DD F-132I | dim draw F132I BASF | NONE
7.05.155 | [DD F-033C I | dim draw F-033C IG/IH/II BASF | MV01
7.05.156 | [DD COMBIFLO | dim draw COMBIFLOW shutoff Val | NONE
7.05.160 | [DD F-002 C | dim draw F002/012/022/032 C XC | NONE
7.05.161 | [DD F-003 C | dim draw F003/013 C XC | NONE
7.05.162 | [DD F-033C X | dim draw F033C XC | NONE
7.05.163 | [DD P-507X | dim draw P507X | NONE
7.05.165 | [DD F-202CM | dim draw F202CM METCO | NONE
7.05.166 | [DD P-602CM | dim draw P602CM METCO | NONE
7.05.167 | [DD F-834I | dim draw F834I | NONE
7.05.168 | [DD F-832I | dim draw F832I | NONE
7.05.169 | [DD P-507X | dim draw P507X Philips Type | NONE
7.05.171 | [DD F-201 CA | dim draw F201 Carlo Erba | NONE
7.05.172 | [DD F-601 CA | dim draw F601 Carlo Erba | NONE
7.05.173 | [DD COMBIFLO | dim draw COMBI-FLOW H01 | MV01
7.05.174 | [DD F-202 C/ | dim draw F202/212 C/D UA | NONE
7.05.175 | [DD F-203 C | dim draw F203/213 C UA | NONE
7.05.176 | [DD F-230 C | dim draw F230/231/232C UA | NONE
7.05.177 | [DD F-101DI | dim draw F101DI/F101EI F/H-typ | NONE
7.05.178 | [DD F-102I F | dim draw F102/112I F-type | NONE
7.05.179 | [DD F-122 I | dim draw F122/132 I F-type | NONE
7.05.180 | [DD F-103I F | dim draw F103I F type | NONE
7.05.181 | [DD F-113I F | dim draw F113I F-type | NONE
7.05.182 | [DD F-123 I | dim draw F123/133 I F-type | NONE
7.05.183 | [DD F-105I | dim draw F-105AI DI F/H-type | NONE
7.05.184 | [DD F-106 F | dim draw F106AI..GI F-type | NONE
7.05.185 | [DD F-107 DI | dim draw F107 ANSI/DIN A tm D | NONE
7.05.186 | [DD F-932D N | dim draw F932D Novellus | NONE
7.05.187 | [DD F-117 F | dim draw F117I F DIN A/B/C/D | NONE
7.05.188 | [DD F-110 C | dim draw F-110/111/120/130C | NONE
7.05.189 | [DD F-102 UA | dim draw F102D/112C UA | NONE
7.05.190 | [DD F-122 C | dim draw F122/132 C UA | NONE
7.05.191 | [DD F-113C U | dim draw F113C UA | NONE
7.05.192 | [DD F-123 C | dim draw F123/133 C UA | NONE
7.05.193 | [DD F-101D U | dim draw F101D UA | NONE
7.05.194 | [DD F-103D U | dim draw F103D UA | NONE
7.05.195 | [DD F-002 D | dim draw F002D Liq LG/LH/LI | NONE
7.05.196 | [DD F-832D L | dim draw F832D and F002 LI Liq | NONE
7.05.197 | [DD F-101I I | dim draw F101I and F002C IB | NONE
7.05.198 | [DD FULL 19 | dim draw Full 19" open frame | NONE
7.05.202 | [DD F-112AI | dim draw F-112AI F/H-type | NONE
7.05.203 | [DD F-112AI | dim draw F112AI F type | NONE
7.05.204 | [DD F-202 AC | dim draw F202/212 AC UA | NONE
7.05.205 | [DD F-112AC | dim draw F112AC UA | NONE
7.05.206 | [DD F-002AC | dim draw F-002AC/F-012AC XC | MV01
7.05.207 | [DD F-002 XC | dim draw F002/012 AC XC | NONE
7.05.208 | [DD F-002AC | dim draw F-002AC/F-012AC XB | MV01
7.05.209 | [DD F-132X | dim draw F132X | NONE
7.05.211 | [DD F-133X | dim draw F133X | NONE
7.05.214 | [DD L1C2-88 | dim draw L1C2-88 LIQUI-FLOW | NONE
7.05.215 | [DD C2-88 LA | dim draw C2-88 Lab. LIQUI-FLOW | NONE
7.05.217 | [DD F-116B X | dim draw F116BX | NONE
7.05.218 | [DD F-107X | dim draw F107X ANSI 300Lbs | NONE
7.05.219 | [DD F-004C | dim draw F004C | NONE
7.05.220 | [DD HALF 19 | dim draw Half 19" open frame | NONE
7.05.221 | [DD FULL 19 | dim draw Full 19" Table top | NONE
7.05.222 | [DD HALF19 | dim draw Half 19" Table top | NONE
7.05.223 | [DD F-001 XA | dim draw F001/011 AC XA no/nc | NONE
7.05.224 | [DD F-001AC | dim draw F-001AC/F-011AC XB | MV01
7.05.226 | [DD F-116BI | dim draw F-116BI F/H-type | NONE
7.05.227 | [DD F-116B F | dim draw F116B F-type | NONE
7.05.229 | [DD LI C-SEN | dim draw LIQUI-FLOW sensor C | NONE
7.05.230 | [DD LI C-CON | dim draw LIQUI-FLOW contr C | NONE
7.05.231 | [DD F-133X | dim draw F133X and M423 | NONE
7.05.232 | [DD F-206BI | dim draw F-206BI/F-216BI F-typ | NONE
7.05.233 | [DD P-507EX | dim draw P507EX | NONE
7.05.234 | [DD F-206 BX | dim draw F206/216 BX | NONE
7.05.235 | [DD F-003/01 | dim draw F003/013 BC-XA | NONE
7.05.236 | [DD F-003BC | dim draw F-003BC/F-013BC XC | MV01
7.05.237 | [DD F-003/01 | dim draw F003/013 BC-XB | NONE
7.05.238 | [DD GAS MIX | dim draw Medium gas mixer | NONE
7.05.239 | [DD F-204CM | dim draw F204CM | NONE
7.05.240 | [DD P-507 | dim draw P507 O.E.M Pres sens | NONE
7.05.245 | [DD F-203AI | dim draw F-203AI/F-213AI | NONE
7.05.246 | [DD F-206AI | dim draw F-206AI/F-216AI | NONE
7.05.247 | [DD F-116A | dim draw F116A F-type | NONE
7.05.248 | [DD F-116AI | dim draw F-116AI F/H-type | NONE
7.05.249 | [DD F-113AI | dim draw F-113AI F/H-type | NONE
7.05.250 | [DD F-113AI | dim draw F113AI F-type | NONE
7.05.251 | [DD F-113AC | dim draw F113AC UA-type | NONE
7.05.252 | [DD F-003AC | dim draw F-003AC/F-013AC XC | MV01
7.05.253 | [DD F-003/01 | dim draw F003/013 AC | NONE
7.05.254 | [DD F-203/21 | dim draw F203/213 AC-UA | NONE
7.05.255 | [DD F-206AX | dim draw F206AX | NONE
7.05.256 | [DD F-116AX | dim draw F116AX | NONE
7.05.257 | [DD F-003/01 | dim draw F003/013 AC-XA | NONE
7.05.258 | [DD F-003AC | dim draw F-003AC/F-013AC XB | MV01
7.05.259 | [DD F-003/01 | dim draw F003/013 AC-XC | NONE
7.05.260 | [DD F-132X | dim draw F132X and M422 | NONE
7.05.261 | [DD L2C2-88 | dim draw L2C2-88 Liq flow cont | NONE
7.05.263 | [DD W-101/20 | dim draw W-101/102/202 Evap | NONE
7.05.264 | [DD L0-LO&C2 | dim draw L0-L0&C2 | NONE
7.05.265 | [DD FIS-001P | dim draw FIS001P | NONE
7.05.266 | [DD FIS-001F | dim draw FIS001F | NONE
7.05.267 | [DD F-002AC | dim draw F002AC-XC | NONE
7.05.268 | [DD FM1/FM2 | dim draw FM1/FM2 | NONE
7.05.269 | [DD FM3 | dim draw FM3 | NONE
7.05.270 | [DD FM4 | dim draw FM4 | NONE
7.05.271 | [DD VM1 | dim draw VM1 | NONE
7.05.272 | [DD VM4 | dim draw VM4 | NONE
7.05.273 | [DD F-123/13 | dim draw F123MI/133MI F-type | NONE
7.05.274 | [DD F-123MI | dim draw F-123/133MI F/H-type | NONE
7.05.275 | [DD F-123/13 | dim draw F123/133 AC | NONE
7.05.276 | [DD F-133AX | dim draw F133AX | NONE
7.05.277 | [DD F-133AC | dim draw F133AC American | NONE
7.05.278 | [DD F-117EX | dim draw F117EX ANSI 600lbs | NONE
7.05.279 | [DD F-117I | dim draw F117I ANSI 600lbs F-t | NONE
7.05.280 | [DD F-117I | dim draw F117I ANSI 600Lbs F/H | NONE
7.05.281 | [DD F-107I | dim draw F107I 300lbs F-type | NONE
7.05.282 | [DD F-107I | dim draw F107I ANSI 300Lbs F/H | NONE
7.05.284 | [DD C2/MUFLO | dim draw C2 and Mu flow | NONE
7.05.285 | [DD FULL 19 | dim draw Full 19" Open X-dee | NONE
7.05.286 | [DD F-004BC | dim draw F-004BC | NONE
7.05.287 | [DD EVA 3WAY | dim draw Evaporator 3-way | NONE
7.05.288 | [DD VM2 | dim draw VM2 | NONE
7.05.289 | [DD F-139I | dim draw F139I | NONE
7.05.291 | [DD FIS003 | dim draw FIS003/004 P | NONE
7.05.292 | [DD F-112AC | dim draw F001AC-IB and F112AC | NONE
7.05.293 | [DD F-112AC | dim draw F002AC-IB and F112AC | NONE
7.05.294 | [DD VM5 | dim draw VM5 | NONE
7.05.295 | [DD FM3/FM4 | dim draw FM3/FM4 | NONE
7.05.296 | [DD F-001AC | dim draw F-001AC/F-011AC XC | MV01
7.05.297 | [DD MUFLOW | dim draw Evap. and mu-flow | NONE
7.05.298 | [DD F-113AI | dim draw F002AC-IB and F113AI | NONE
7.05.300 | [DD F-132AX | dim draw F132AX | NONE
7.05.302 | [DD F-112AX | dim draw F-112AX | NONE
7.05.303 | [DD F-112AX | dim draw F002AC-XC and F112AX | NONE
7.05.304 | [DD F-133AX | dim draw F133AX | NONE
7.05.305 | [DD F-111X | dim draw F-100X/F-110X/F-111X | NONE
7.05.307 | [DD F-113AX | dim draw F-113AX | NONE
7.05.309 | [DD F-112AX | dim draw F002AC-XB and F112AX | NONE
7.05.310 | [DD F-203AX | dim draw F-203AX/F-213AX | NONE
7.05.313 | [DD SAM F001 | dim draw SAM F001F | NONE
7.05.314 | [DD F-116BX | dim draw F-116BX | NONE
7.05.316 | [DD F-206BX | dim draw F-206BX/F-216BX | NONE
7.05.317 | [DD F-116AX | dim draw F-116AX | NONE
7.05.318 | [DD F-206AX | dim draw F-206AX/F-216AX | NONE
7.05.322 | [DD BUGW | dim draw BUGW | NONE
7.05.323 | [DD L9 | dim draw L9 with filter/valve | NONE
7.05.324 | [DD L9 | dim draw L9 with filter | NONE
7.05.325 | [DD W-300 PS | dim draw power supply W-300 | NONE
7.05.326 | [DD W-300 | dim draw W-300 | NONE
7.05.327 | [DD BLZ MANI | dim draw Balzers mani-flow | NONE
7.05.328 | [DD MOD VALV | dim draw modular valve | NONE
7.05.329 | [DD F-142MI | dim draw F-142MI F/H-type | NONE
7.05.330 | [DD F-240MI | dim draw F-240/F-241/F-242 MI | NONE
7.05.331 | [DD F-143MI | dim draw F-143MI F/H-type | NONE
7.05.332 | [DD L-30 | dim draw L-30 | NONE
7.05.333 | [DD F-126BI | dim draw F-126BI | NONE
7.05.334 | [DD F-126AI | dim draw F-126/F-136AI F/H-typ | NONE
7.05.335 | [DD F-141MI | dim draw F-141MI F/H-type | NONE
7.05.336 | [DD F-230MI | dim draw F-230/F-231/F-232 MI | NONE
7.05.337 | [DD F-042C | dim draw F-042C | MV01
7.05.338 | [DD F-122MI | dim draw F122MI/132MI F-type | NONE
7.05.339 | [DD F-126BI | dim draw F-126/F-136BI F/H-typ | NONE
7.05.340 | [DD PL-001 | dim draw injector body PL-001 | NONE
7.05.341 | [DD L-30C2 | dim draw L-30C2 | NONE
7.05.342 | [DD L30 | dim draw L30 LIQUI-FLOW | NONE
7.05.343 | [DD L30C2 | dim draw L30C2 LIQUI-FLOW | NONE
7.05.344 | [W-101 | dim draw W-101 | NONE
7.05.345 | [DD BSF-008F | dim draw BSF-008F | NONE
7.05.346 | [DD F-120M | dim draw F-120M/F-130M | MV01
7.05.347 | [DD F-121M | dim draw F-121M/F-131M | MV01
7.05.348 | [DD F-122M | dim draw F-122M/F-132M | MV01
7.05.349 | [DD F-123M | dim draw F-123M/F-133M | NONE
7.05.350 | [DD F-230M | dim draw F-230M/F-231M/F-232M | NONE
7.05.351 | [DD F-120MI | dim draw F-120MI/F-130MI F-typ | NONE
7.05.352 | [DD F-120MI | dim draw F-120/F-130MI F/H-typ | NONE
7.05.353 | [DD F-121MI | dim draw F-121MI/F-131MI F-typ | NONE
7.05.354 | [DD F-121MI | dim draw F-121MI/F-131MI | NONE
7.05.355 | [DD F-120MX | dim draw F-120MX/F-130MX | NONE
7.05.356 | [DD F-121MX | dim draw F-121MX/F-131MX | NONE
7.05.357 | [DD F-122MX | dim draw F-122MX/F-132MX | NONE
7.05.358 | [DD F-123MX | dim draw F-123MX/F-133MX | NONE
7.05.359 | [DD F-230MX | dim draw F-230/F-231/F232 MX | NONE
7.05.360 | [DD F-126AI | dim draw F-126AI/F-136AI F-typ | NONE
7.05.361 | [DD F-126BI | dim draw F-126BI/F-136BI F-typ | NONE
7.05.362 | [DD F-126AX | dim draw F-126AX/F-136AX | NONE
7.05.363 | [DD F-126BX | dim draw F-126BX/F-136BX | NONE
7.05.364 | [DD F-141MI | dim draw F-141MI F-type | NONE
7.05.365 | [DD F-142MI | dim draw F-142MI F-type | NONE
7.05.366 | [DD F-143MI | dim draw F-143MI F-type | NONE
7.05.367 | [DD F-141MX | dim draw F-141MX | NONE
7.05.368 | [DD F-142MX | dim draw F-142MX | NONE
7.05.369 | [DD F-143MX | dim draw F-143MX | NONE
7.05.370 | [DD F-240MX | dim draw F-240/F-241/F-242 MX | NONE
7.05.371 | [DD P-602C | dim draw P-602C/P-612C DEPC | NONE
7.05.372 | [DD P-702C | dim draw P-702C/P-712C DEPC | NONE
7.05.373 | [DD F-200 C/ | dim draw F-200/F-201 C/D DMFC | NONE
7.05.374 | [DD F-201AC | dim draw F-201AC/F-211AC DMFC | NONE
7.05.375 | [DD F-111C | dim draw F-111C/F-121C DMFM | NONE
7.05.377 | [DD F-110 C/ | dim draw F-110 C/D DMFM | NONE
7.05.378 | [DD F-202AC | dim draw F-202AC/F-212AC DMFC | NONE
7.05.379 | [DD F-203AC | dim draw F-203AC/F-213AC DMFC | NONE
7.05.380 | [DD F-113AC | dim draw F-113AC DMFM | NONE
7.05.381 | [DD F-112AC | dim draw F-112AC DMFM | NONE
7.05.382 | [DD F-103D | dim draw F-103D DMFM | NONE
7.05.383 | [DD F-102D | dim draw F-102D DMFM | NONE
7.05.384 | [DD F-101D | dim draw F-101D DMFM | NONE
7.05.385 | [DD F-202D | dim draw F-202D DMFC | NONE
7.05.386 | [DD P-506C | dim draw P-506C DEPM | NONE
7.05.387 | [DD P-502C | dd P-502C/512C/522C/532C DEPM | NONE
7.05.388 | [DD FM0 | dim draw FM0 | NONE
7.05.389 | [DD WFM 061 | dim draw WFM 061 6-8-12mm | NONE
7.05.390 | [DD VM1 PLAN | dim draw VM1 plane | NONE
7.05.391 | [DD EX LIQUI | dim draw EX LIQUI-FLOW | NONE
7.05.393 | [DD FM1 BURK | dim draw base body FM1/Burkert | NONE
7.05.396 | [DD UHP LOW | dim draw UHP low flow | NONE
7.05.397 | [DD UHP MED | dim draw UHP medium flow | NONE
7.05.398 | [DD UHP HIGH | dim draw UHP high flow | NONE
7.05.399 | [DD UHP HIGH | dim draw UHP high flow EX | NONE
7.05.401 | [DD UHP UMFE | dim draw UHP Medium Flow EX | NONE
7.05.402 | [DD UHP ULFE | dim draw UHP Low Flow EX | NONE
7.05.403 | [DD OEM MODU | dim draw OEM MODUL <12Ln/min | NONE
7.05.404 | [DD OEM BASE | dim draw OEM base body FM1/FM2 | NONE
7.05.405 | [DD OEM PM | dd OEM pressure module PM | NONE
7.05.406 | [DDPANEL16TE | dim draw 16 TE Panel Mount | NONE
7.05.413 | [DD BASE BOD | dim draw body FM1/FM2-VM2 | NONE
7.05.414 | [DD F-201C | dim draw F-201C + M-411 +VCR | NONE
7.05.415 | [DD F-201C | dim draw F-201C + VCR | NONE
7.05.416 | [DD D-4012 | dim draw D-4012 | NONE
7.05.417 | [DD INF-301F | dim draw Inficon INF-301F | NONE
7.05.418 | [DD BCH-002F | dim draw BCH-002F Busch aut. | NONE
7.05.419 | [DD PL-002 | dim draw PL-002 low/med flow | NONE
7.05.420 | [DD PL-003 | dim draw PL-003 | NONE
7.05.421 | [DD FIN-001F | dim draw FIN-001F | NONE
7.05.425 | [DD PL-002 | dim draw PL-002 high flow | NONE
7.05.426 | [DD BCH-001F | dim draw BCH-001F Busch man. | NONE
7.05.427 | [DD L20 | dim draw L20 | NONE
7.05.428 | [DD L20-C | dim draw L20-C | NONE
7.05.429 | [DD MIC-201F | dim draw MIC-201F/202F/203F | MV01
7.05.430 | [DD TST001 | dim draw TST001/TST002 | NONE
7.05.433 | [DD F-121M | dim draw F-121M/F-131M DMFM | MV01
7.05.434 | [DD F-122M | dim draw F-122M/F-132M DMFM | MV01
7.05.435 | [DD F-123M | dim draw F-123M/F-133M DMFM | MV01
7.05.436 | [DD LEY-501M | dim draw LEY-501M | NONE
7.05.438 | [DD PL-002M | dim draw PL-002M OEMII | MV01
7.05.439 | [DD PL-003M | dim draw PL-003M OEMII | MV01
7.05.440 | [DD PDP-040 | dim draw PDP-040 inertgasblock | NONE
7.05.441 | [DD FRE-001 | dim draw FRE-001F/P | NONE
7.05.444 | [DD DML-200F | dim draw DML-200F | NONE
7.05.446 | [DD REDUNDAN | dim draw redundant flowmeter | NONE
7.05.447 | [DD V01 ADAP | dim draw V01 adapter VM1/VM2 | NONE
7.05.448 | [DD CCT DUAL | dim draw CCT dual Manifold | NONE
7.05.449 | [DD TE SINGL | dim draw TE single channel | NONE
7.05.450 | [DD SMS-001F | dim draw SMS-001F | MV01
7.05.451 | [DD MIC-301F | dim draw MIC-301F | NONE
7.05.453 | [DD THM-003F | dim draw THM-003F | NONE
7.05.454 | [DD F-106Z | dd F-106Z wafer spec. case | NONE
7.05.459 | [DD ATA-001 | dim draw ATA-001FP | NONE
7.05.460 | [DD ATA-001 | dim draw ATA-001A | NONE
7.05.464 | [DD OGM-001 | dim draw OGM-001 | NONE
7.05.466 | [DD SAM-003F | dim draw SAM-003F | NONE
7.05.467 | [DD CEP-001F | dim draw CEP-001F | NONE
7.05.468 | [DD DUMA | dim draw DUMA case | NONE
7.05.469 | [DD EUR-805F | dim draw EUR-805F | NONE
7.05.470 | [DD F-100D | dim draw F-100D/F-110C | MV01
7.05.472 | [DD APP | dim draw APP module 1 | NONE
7.05.473 | [DD APP | dim draw APP module 2 | NONE
7.05.474 | [DD APP | dim draw APP module 3 | NONE
7.05.475 | [DD APP | dim draw APP module 4 | NONE
7.05.476 | [DD APP | dim draw APP module 5 | NONE
7.05.477 | [DD APP | dim draw APP module 6 | NONE
7.05.478 | [DD F-107I | dim draw F107I DIN PN16 F/H | NONE
7.05.480 | [DD APP | dim draw APP gas conn. 13 fold | NONE
7.05.481 | [DD EUR-803F | dim draw EUR-803F | NONE
7.05.482 | [DD SIN-001L | dim draw SIN-001L | NONE
7.05.483 | [DD APP | dim draw APP module 7 | NONE
7.05.484 | [DD JOB-001 | dim draw JOB-001 | NONE
7.05.485 | [DD SMS-003F | dim draw SMS-003F | NONE
7.05.488 | [DD F-200CV | dim draw F-200CV/F-200DV | MI01
7.05.491 | [DD MIC-104F | dim draw MIC-104F/MIC-105F | NONE
7.05.492 | [DD EHR 0XXV | dim draw EHR 0xxV | NONE
7.05.493 | [DD EHR-10XL | dim draw EHR-10xL | NONE
7.05.494 | [DD EHR 20XL | dim draw EHR 20xL | NONE
7.05.495 | [DD EHR 501P | dim draw EHR-501P | NONE
7.05.496 | [DD APP | dim draw APP module 8A | NONE
7.05.497 | [DD APP | dim draw APP module 8B | NONE
7.05.498 | [DD APP | dim draw APP module 8C | NONE
7.05.499 | [DD APP | dim draw APP module 8D | NONE
7.05.500 | [DD APP | dim draw APP module 8E | NONE
7.05.501 | [DD APP | dim draw APP module 8F | NONE
7.05.502 | [DD APP | dim draw APP module 8G | NONE
7.05.503 | [DD APP | dim draw APP module 8H | NONE
7.05.504 | [DD APP | dim draw APP module 9A | NONE
7.05.505 | [DD APP | dim draw APP module 9B | NONE
7.05.506 | [DD APP | dim draw APP module 9C | NONE
7.05.507 | [DD APP | dim draw APP module 10A | NONE
7.05.508 | [DD APP | dim draw APP module 10B | NONE
7.05.509 | [DD APP | dim draw APP module 11A | NONE
7.05.510 | [DD APP | dim draw APP module 8K | NONE
7.05.511 | [DD ATA-002M | dim draw ATA-002M | NONE
7.05.512 | [DD APP | dim draw APP module 9D | NONE
7.05.513 | [DD APP | dim draw APP module 8I | NONE
7.05.514 | [DD APP | dd pneum. shut-off valve n.c. | NONE
7.05.515 | [DD APP | dim draw APP module 8L | NONE
7.05.516 | [DD APP | dim draw APP module 8M | NONE
7.05.517 | [DD APP | dim draw APP module 8N | NONE
7.05.518 | [DD APP | dim draw APP module 12A | NONE
7.05.519 | [DD APP | dim draw APP module 13A | NONE
7.05.520 | [DD APP | dim draw APP module 13B | NONE
7.05.521 | [DD APP | dim draw APP module 13C | NONE
7.05.522 | [DD APP | dim draw APP module 14A | NONE
7.05.523 | [DD APP | dd APP module nr.102107289 | NONE
7.05.524 | [DD APP | dim draw APP module X | NONE
7.05.525 | [DD L13 | dim draw L13 distance part | NONE
7.05.526 | [DD L13V02 | dim draw L13V02 distance part | NONE
7.05.527 | [DD L23 | dim draw L23 distance part | NONE
7.05.528 | [DD L23V02 | dim draw L23V02 distance part | NONE
7.05.529 | [DD L01 | dim draw L01 | NONE
7.05.530 | [DD L01V02 | dim draw L01V02 | NONE
7.05.531 | [DD APP | dim draw APP module 8J | NONE
7.05.534 | [DD THM-001F | dim draw THM-001F | NONE
7.05.535 | [DD APP | dim draw APP VAC SYS | MV01
7.05.536 | [DD ASMS | dim draw basic module ASMS | NONE
7.05.537 | [DD ASMS | dim draw 3 channel ASMS | NONE
7.05.538 | [DD ASMS | dim draw 5 channel ASMS | NONE
7.05.539 | [DD F-100CW | dd F-100CW/F-100DW | NONE
7.05.540 | [DD F-200CW | dd F-200CW/F-200DW | NONE
7.05.541 | [DD F-111CW | dd F-111CW/F101DW/F101EW | NONE
7.05.542 | [DD F-201CW | dd F-201CW/F201DW/F201EW | NONE
7.05.543 | [DD F-111AW | dd F-111AW | NONE
7.05.544 | [DD F-201AW | dd F-201AW | NONE
7.05.547 | [DD F-003AC | dim draw F-003/013AC IG/IH/II | MV01
7.05.548 | [DD F-003AC | dim draw F-003/013BC IG/IH/II | MV01
7.05.551 | [DD FLOW-SMS | dim draw FLOW-SMS FC-01 | NONE
7.05.552 | [DD FLOW-SMS | dim draw FLOW-SMS FC-02 | NONE
7.05.556 | [DD FLOW-SMS | dd pressure switch FLOW-SMS | MV01
7.05.557 | [DD PUMP MZR | dim draw pump mzr-2521/mzr2921 | NONE
7.05.558 | [DD APP | dd APP module nr.102114456 | NONE
7.05.559 | [DD FM1 | dim draw FM1 OEMII | NONE
7.05.560 | [DD FM2 | dim draw FM2 OEMII | NONE
7.05.561 | [DD APP | dd APP module 3x in/ 2x out | NONE
7.05.562 | [DD APP | dd APP module 2x in/ 1x out | NONE
7.05.565 | [DD PUMP MZR | dim draw pump mzr-4622 | NONE
7.05.566 | [DD F-206AI | dim draw F-206AI/F-216AI DMFC | MV01
7.05.567 | [DD F-206BI | dim draw F-206BI/F-216BI DMFC | MV01
7.05.568 | [DD F-113AI | dim draw F-113AI DMFM | MV01
7.05.569 | [DD F-102DI | dim draw F-102DI/F-102EI DMFM | MV01
7.05.570 | [DD F-103DI | dim draw F-103DI/F-103EI DMFM | MV01
7.05.571 | [DD F-106I | dim draw F-106I DMFM | MV01
7.05.572 | [DD F-107I | dim draw F-107I ANSI/DIN DMFM | MV01
7.05.575 | [DD L30C5 | dim draw L30C5 LIQUI-FLOW | NONE
7.05.576 | [DD EUR-801F | dim draw EUR-801F | MV01
7.05.577 | [DD EUR-803F | dim draw EUR-803F | MV01
7.05.578 | [DD EUR-804F | dim draw EUR-804F | MV01
7.05.579 | [DD F-112AI | dim draw F-112AI DMFM | MV01
7.05.580 | [DD ELM-001F | dim draw ELM-001F | NONE
7.05.581 | [DD F-116AI | dim draw F-116AI DMFM | MV01
7.05.582 | [DD F-203AI | dim draw F-203AI/F-213AI DMFC | MV01
7.05.583 | [DD MIC-205F | dim draw MIC-205F/P | PV
7.05.584 | [DD CLIPPER | dim draw enhanced Clipper | NONE
7.05.586 | [DD F-101DI | dim draw F-101DI/F-101EI DMFM | MV01
7.05.587 | [DD F-116BI | dim draw F-116BI DMFM | MV01
7.05.588 | [DD F-122MI | dim draw F-122MI/F-132MI DMFM | MV01
7.05.589 | [DD F-123MI | dim draw F-123MI/F-133MI DMFM | NONE
7.05.590 | [DD F-230MI | dim draw F230/F231/F232MI DMFC | MV01
7.05.591 | [DD F-121MI | dim draw F121MI/F131MI DMFM | MV01
7.05.592 | [DD F-120MI | dim draw F120MI/F130MI DMFM | MV01
7.05.593 | [DD F-117I | dim draw F117I DIN PN100 DMFM | MV01
7.05.594 | [DD F-143MI | dim draw F-143MI DMFM | MV01
7.05.595 | [DD F-142MI | dim draw F-142MI DMFM | NONE
7.05.596 | [DD F-240MI | dim draw F240/F241/F242MI DMFC | NONE
7.05.597 | [DD F-126AI | dim draw F-126AI/F-136AI DMFM | MV01
7.05.598 | [DD F-126BI | dim draw F-126BI/F-136BI DMFM | MV01
7.05.599 | [DD F-141MI | dim draw F-141MI DMFM | NONE
7.05.600 | [DD TOPMOUNT | dd topmount o-ring F-201C | NONE
7.05.601 | [DD TOPMOUNT | dd topmount o-ring P-702C | NONE
7.05.602 | [DD TOPMOUNT | dd topmount o-ring P-602C | NONE
7.05.603 | [DD TOPMOUNT | dd topmount metal flowcontr. | NONE
7.05.604 | [DD TOPMOUNT | dd topmount metal P-702C | NONE
7.05.605 | [DD TOPMOUNT | dd topmount metal P-602C | NONE
7.05.606 | [DD F-201CM | dim draw F-201CM | NONE
7.05.607 | [DD P-702CM | dim draw P-702CM | NONE
7.05.608 | [DD P-602CM | dim draw P-602CM | NONE
7.05.609 | [DD F-202AI | dim draw F-202AI/F-212AI DMFC | MV01
7.05.610 | [DD F-111CI | dim draw F-111CI DMFM | MV01
7.05.611 | [DD F-201C | dim draw F-201C with shut-off | MV01
7.05.614 | [DD F-120M | dim draw F-120M/F-130M DMFM | MV01
7.05.616 | [DD SKALAR | dim draw Skalar | NONE
7.05.617 | [DD F-111CM | dim draw F-111CM | NONE
7.05.618 | [DD P-502CM | dim draw P-502CM | NONE
7.05.619 | [DD SIN GAS | dim draw SIN assy gas | NONE
7.05.620 | [DD SIN LIQU | dim draw SIN assy liquid | NONE
7.05.621 | [DD L13 | dim draw L13 | NONE
7.05.622 | [DD L13V02 | dim draw L13V02 | NONE
7.05.623 | [DD L23 | dim draw L23 | NONE
7.05.624 | [DD L23V02 | dim draw L23V02 | NONE
7.05.625 | [DD BCH-003F | dim draw BCH-003F | NONE
7.05.627 | [DD IQ+FLOW | dd down ported IQ+FLOW MFC | NONE
7.05.628 | [DD SMS-004F | dim draw SMS-004F | NONE
7.05.629 | [DD ROX-001F | dim draw ROX-001F | NONE
7.05.630 | [DD ROX-002F | dim draw ROX-002F | NONE
7.05.631 | [DD APP | dim draw APP module 8O | NONE
7.05.632 | [DD APP | dim draw APP module 8Q | NONE
7.05.633 | [DD APP | dim draw APP module 15 | NONE
7.05.635 | [DD SET-001F | dim draw SET-001FP | NONE
7.05.636 | [DD SET-002F | dim draw SET-002FP | NONE
7.05.637 | [DD SET-003F | dim draw SET-003FP | NONE
7.05.638 | [DD SET-004F | dim draw SET-004F | NONE
7.05.639 | [DD FLOW-SMS | dim draw FLOW-SMS FC-00 | NONE
7.05.643 | [DD SIN | dim draw SIN EPC 8+ bank | NONE
7.05.644 | [DD SIN | dim draw SIN LFC 8+ bank | NONE
7.05.645 | [DD SIN | dim draw SIN MFC gasmix bank | NONE
7.05.646 | [DD SIN | dim draw SIN EPC gasmix bank | NONE
7.05.647 | [DD L30 DIGI | dim draw L30C2 DLFM | NONE
7.05.650 | [DD OZO-001F | dim draw OZO-001F | MV01
7.05.651 | [DD THB-001F | dim draw THB-001F | NONE
7.05.652 | [DD SMS-005M | dim draw SMS-005M | NONE
7.05.653 | [DD FES-002 | dim draw FES-002F/P | NONE
7.05.655 | [DD FES-001 | dim draw FES-001F/P | NONE
7.05.657 | [DD SET-005F | dim draw SET-005FP | NONE
7.05.661 | [DD FLOW-SMS | dim draw fine adj needle valve | NONE
7.05.662 | [DD FLOW-SMS | dim. pneu.shut-off NO sensor | NONE
7.05.663 | [DD FLOW-SMS | dim. pneu.shut-off sensor | NONE
7.05.664 | [DD PUMP MZR | dim draw pump LP122/LP124 | NONE
7.05.665 | [DD PUMP MZR | dim draw pump LP132 | NONE
7.05.667 | [DD MCL-01XF | dim draw MCL-01XF | NONE
7.05.679 | [DD TST | dim draw TST-001F | NONE
7.05.686 | [DD MIC-106F | dim draw MIC-106F | MV01
7.05.691 | [DD MIC-104D | dim draw MIC-104D | MV01
7.05.692 | [DD TRA | dim draw TRA-001B | NONE
7.05.693 | [DD SET-006F | dim draw SET-006FP | NONE
7.05.694 | [DD SET-007F | dim draw SET-007FP | NONE
7.05.696 | [DD DGS-001F | dim draw DGS-001F | NONE
7.05.698 | [DD MASS-VIE | dim draw MASS-VIEW man. valve | NONE
7.05.699 | [DD MASS-VIE | dim draw MASS-VIEW FASvalve | NONE
7.05.700 | [DD MCL-016F | dim draw MCL-016F | NONE
7.05.710 | [DD FES-X01A | dim draw FES-001A/101A F/P | NONE
7.05.711 | [DD FES-X02A | dim draw FES-002A/102A F/P | NONE
7.05.712 | [DD FES-X03A | dim draw FES-003A/103A F/P | NONE
7.05.713 | [DD FES-X04A | dim draw FES-004A/104A F/P | NONE
7.05.715 | [DD POL-005F | dim draw POL-005F | NONE
7.05.717 | [DD EHR-005V | dim draw EHR-005V | NONE
7.05.718 | [DD EHR-101F | dim draw EHR-101F | NONE
7.05.721 | [DD D-6291 | dim draw M+W D-6291/BJ1" | NONE
7.05.735 | [DD THM CCT | dim draw THM CCT module | NONE
7.05.742 | [DD MIC-107F | dim draw MIC-107F | MV01
7.05.743 | [DD MIC-108F | dim draw MIC-108F | MV01
7.05.744 | [DD ATA-003M | dim draw ATA-003M | NONE
7.05.747 | [DD T23 | dim draw T23 | NONE
7.05.748 | [DD BAL-007B | dim draw CLN 200/300 | NONE
7.05.758 | [DD FMT-201F | dim draw FMT-201F | NONE
7.05.763 | [DD UCP-01/0 | dim draw UCP-01/02/03/04/05/06 | NONE
7.05.764 | [DD THM CCT | dim draw THM CCT module | NONE
7.05.765 | [D-5111 6231 | dim draw M+W D-5111 6231/BJ1/2 | NONE
7.05.766 | [D-5121 | dim draw M+W D-5121/BJ1/2" | NONE
7.05.767 | [D-6251 | dim draw M+W D-6251 / BJ1/2" | NONE
7.05.772 | [DD PUMP | dd pump LP122/LP124 weld | NONE
7.05.773 | [DD PUMP | dd pump LP132 weld | NONE
7.05.786 | [DD MIC-107 | dim draw MIC-107 | NONE
7.05.787 | [DD MIC-108 | dim draw MIC-108 | NONE
7.05.801 | [DD SKN-003F | dim draw SKN-003F | NONE
7.05.803 | [DD MID-003F | dim draw MIS-003F | NONE
7.05.805 | [DD EUR-800F | dim draw EUR-800F | NONE
7.05.808 | [DD MIC-109 | dim draw MIC-109 | NONE
7.05.809 | [DD THM TITA | dim draw THM IPR-001FP | NONE
7.05.814 | [DD MIC-200 | dim draw MIC-200 | NONE
7.05.816 | [DD MIS-004F | dim draw MIS-004F | NONE
7.05.817 | [DD AVM-001B | dim draw AVM-001B | NONE
7.05.818 | [DD VTO-005 | dim draw VTO-005 | NONE
7.05.819 | [DD VTO-075 | dim draw VTO-075 | NONE
7.05.820 | [DD VTO-250 | dim draw VTO-250 | NONE
7.05.821 | [DD VTO-150 | dim draw VTO-150 / VTO-750 | NONE
7.05.822 | [DD VTO-005 | dim draw VTO-005F/P | NONE
7.05.825 | [DD DNR-00XF | dim draw DNR-00XF | NONE
7.05.828 | [DD SHUT-OFF | dd shut-off valve ctrl adap. | MV01
7.05.829 | [DD PVA-001F | dim draw PVA-001F | NONE
7.05.830 | [DD APL-001F | dim draw APL-001F/002F/003F | NONE
7.05.831 | [DD FMT-201D | dim draw FMT-201D | NONE
7.05.862 | [DD PPS-001 | dim draw PPS-001 | NONE
7.05.889 | [DD MIS-005F | dim draw MIS-005F | NONE
7.05.897 | [DD F-201CL | dim draw F-201CL | NONE
7.06.001 | [DRAWING | front draw 19" open frame | NONE
7.06.002 | [DRAWING | front draw BASF modul | NONE
7.07.001 | [DRAWING | capillary assy 5.01.003 | NONE
7.07.002 | [DRAWING | capillary assy 5.01.009 | NONE
7.07.003 | [DRAWING | capillary assy 5.01.008 | NONE
7.07.004 | [DRAWING | capillary assy 5.01.010 | NONE
7.07.005 | [DRAWING | capillary assy 5.01.012 | NONE
7.07.006 | [DRAWING | capillary assy 5.01.014 | NONE
7.07.007 | [DRAWING | capillary assy 5.01.015 | NONE
7.07.008 | [DRAWING | capillary assy 5.01.016 | NONE
7.07.009 | [DRAWING | assy pressure sensor metal PA | NONE
7.07.010 | [DRAWING | assy pressure sensor metal PR | NONE
7.07.011 | [DRAWING | assy pressure sensor metal PD | NONE
7.07.012 | [DRAWING | assy pressure sensor plasticPR | NONE
7.07.013 | [DRAWING | assy pressure sensor plasticPA | NONE
7.07.014 | [DRAWING | capillary assy liquid 5.01.011 | NONE
7.07.015 | [DRAWING | capillary assy Porter plastic | NONE
7.07.016 | [DRAWING | capillary assy Porter metal | NONE
7.07.017 | [DRAWING | capillary temperture EX-PROOF | NONE
7.07.018 | [DRAWING | capillary assy EX-PROOF 4-wind | NONE
7.07.019 | [DRAWING | netentry single power 4.07.019 | NONE
7.07.020 | [DRAWING | netentry dual power 4.07.020 | NONE
7.07.021 | [DRAWING | mechanical working 2.04.048 | NONE
7.07.022 | [DRAWING | mechanical working 2.04.112 | NONE
7.07.023 | [DRAWING | mechanical working 2.04.013 | NONE
7.07.024 | [DRAWING | mechanical working 2.04.035 | NONE
7.07.025 | [DRAWING | mechanical working 2.04.039 | NONE
7.07.026 | [DRAWING | mechanical working 2.04.075 | NONE
7.07.027 | [DRAWING | adjusting PC-board tester | NONE
7.07.028 | [DRAWING | mechanical working 2.04.035 | NONE
7.07.029 | [DRAWING | assembly P-module II | NONE
7.07.030 | [DRAWING | drilling 0,3 hole in 3.02.031 | NONE |  | 71305
7.07.031 | [DRAWING | drilling 0,9 hole in 3.02.032 | NONE |  | 71305
7.07.032 | [DRAWING | drilling 0,3 hole in 3.02.033 | NONE |  | 71305
7.07.033 | [DRAWING | drilling 0,9 hole in 3.02.035 | NONE |  | 71305
7.07.034 | [DRAWING | drilling 0,3 hole in 3.02.034 | NONE |  | 71305
7.07.035 | [DRAWING | drilling 0,9 hole in 3.02.036 | NONE |  | 71305
7.07.036 | [DRAWING | mechanical working 3.03.047 | NONE |  | 71305
7.07.037 | [DRAWING | mechanical working 3.03.048 | NONE |  | 71305
7.07.038 | [DRAWING | mechanical working 3.03.049 | NONE |  | 71305
7.07.039 | [DRAWING | mechanical working 3.03.053 | NONE |  | 71305
7.07.040 | [DRAWING | mechanical working 3.03.057 | NONE |  | 71305
7.07.041 | [DRAWING | mechanical working 3.03.058 | NONE |  | 71305
7.07.042 | [DRAWING | adjusting single channel | NONE
7.07.043 | [DRAWING | MFM ADC | NONE
7.07.044 | [DRAWING | dual channel BASF | NONE
7.07.045 | [DRAWING | assembly EX-Proof cables | NONE
7.07.046 | [DRAWING | lay-out pc-board IC400 | NONE
7.07.047 | [DRAWING | assembly instruction cables | NONE
7.07.048 | [DRAWING | detaildrawing 19" frontpanels | NONE
7.07.049 | [DRAWING | cutting Melinex 3.03.052 | NONE
7.07.050 | [DRAWING | chrome plated cover coil F-001 | NONE |  | 70819
7.07.051 | [DRAWING | assembly F-001 coil weak | NONE
7.07.052 | [DRAWING | assembly F-001 coil strong | NONE
7.07.053 | [DRAWING | assembly wiring D-modules | NONE
7.07.054 | [DRAWING | detaildrawing 19" rearpanels | NONE
7.07.055 | [DRAWING | assembly typeshield EX-PROOF | NONE
7.07.056 | [DRAWING | assembly and testing E-5500pan | NONE
7.07.057 | [DRAWING | assembly and testing I-module | NONE
7.07.058 | [DRAWING | assembly and adjusting DVM II | NONE
7.07.059 | [DRAWING | adjusting single channel KWU | NONE
7.07.060 | [DRAWING | C-10 module SMA II | NONE
7.07.061 | [DRAWING | single channel III (AC) | NONE
7.07.062 | [DRAWING | S-6 module SMA II | NONE
7.07.063 | [DRAWING | adjusting MFC Industrial count | NONE
7.07.064 | [DRAWING | Host-node | NONE
7.07.065 | [DRAWING | R/C module assembly | NONE
7.07.066 | [DRAWING | T/A module assembly | NONE
7.07.067 | [DRAWING | single channel III (DC) | NONE
7.07.069 | [DRAWING | assembly instruction C-10 24V | NONE
7.07.070 | [DRAWING | VAW P-39 module | NONE
7.07.071 | [DRAWING | assy instr rearp single chann | NONE
7.07.072 | [DRAWING | assy optional Resistors EX-PRF | NONE
7.07.073 | [DRAWING | assembly LD-LI coils | NONE
7.07.074 | [DRAWING | capillary assembly 5.01.053 | NONE
7.07.075 | [DRAWING | assembly EX-PROOF adapter | NONE
7.07.076 | [DRAWING | S-6 module 24Vdc for X40-X43 | NONE
7.07.077 | [DRAWING | assy instruction PCboard E6000 | NONE
7.07.078 | [DRAWING | capillary assembly 5.01.012 | NONE
7.07.079 | [DRAWING | capillary assembly 5.01.014 | NONE
7.07.080 | [DRAWING | capillary assembly 5.01.015 | NONE
7.07.081 | [DRAWING | nickel plated coil cover LD-LF | NONE |  | 70819
7.07.082 | [DRAWING | nickel plated coil cover LG-LI | NONE |  | 70819
7.07.083 | [DRAWING | sticker single channel module | NONE
7.07.084 | [DRAWING | capillary assembly 5.01.016 | NONE
7.07.085 | [DRAWING | test and adjusting MFC Euro II | NONE
7.07.086 | [DRAWING | capillary assembly 5.01.040 | NONE
7.07.087 | [DRAWING | ECP spring | NONE |  | 72029
7.07.088 | [DRAWING | COMBI-FLOW pressure controller | NONE
7.07.089 | [DRAWING | Black chrome Euro housing | NONE
7.07.090 | [DRAWING | plunger with viton | NONE |  | 71305
7.07.091 | [DRAWING | plunger with EPDM | NONE |  | 71305
7.07.092 | [DRAWING | plunger with neopreen | NONE |  | 71305
7.07.093 | [DRAWING | plunger with hypalon | NONE |  | 71305
7.07.094 | [DRAWING | plunger with parofluor PF2001 | NONE |  | 71305
7.07.095 | [DRAWING | plunger F-002/003 with viton | NONE |  | 71305
7.07.096 | [DRAWING | plunger F-003AC with Hi-fluor | NONE |  | 71305
7.07.097 | [DRAWING | black chrome American housing | NONE
7.07.098 | [DRAWING | capillary assembly 5.01.049 | NONE
7.07.099 | [DRAWING | capillary assembly 5.01.041 | NONE
7.07.100 | [DRAWING | C-31 module SMA II | NONE
7.07.101 | [DRAWING | A-00 module SMA II | NONE
7.07.102 | [DRAWING | assembly tube coilcable | NONE
7.07.103 | [DRAWING | heatsink assembly COMBI-FLOW | NONE
7.07.104 | [DRAWING | MFM Industrial SMA II | NONE
7.07.105 | [DRAWING | MFM Euro SMA II | NONE
7.07.106 | [DRAWING | A module SMA | NONE
7.07.107 | [DRAWING | MFC Industrial SMA II | NONE
7.07.108 | [DRAWING | software assy AD/DA module | NONE
7.07.109 | [DRAWING | software assy HOST module | NONE
7.07.110 | [ | not used | NONE
7.07.111 | [DRAWING | ECP Seegerring J12 | NONE |  | 72029
7.07.112 | [DRAWING | assy instruction MFC Euro II | NONE
7.07.113 | [DRAWING | plunger F-002AC with viton 90s | NONE
7.07.114 | [DRAWING | plunger F002AC with Hi-fluor | NONE |  | 71305
7.07.115 | [DRAWING | capillary assembly 5.01.059 | NONE
7.07.116 | [DRAWING | capillary assembly 5.01.011 | NONE
7.07.117 | [DRAWING | capillary assembly 5.01.041 | NONE
7.07.118 | [DRAWING | capillary assembly 5.01.055 | NONE
7.07.119 | [DRAWING | assembly connector 8 DIN Amphe | NONE
7.07.120 | [DRAWING | ECP instruction flow device | NONE
7.07.121 | [DRAWING | capillary assembly 5.01.066 | NONE
7.07.122 | [DRAWING | assembly pigtail L1 | NONE |  | 70116
7.07.123 | [DRAWING | assembly coil F-004C | NONE |  | 70813
7.07.124 | [DRAWING | welding tube and tubeholder L2 | NONE |  | 71305
7.07.125 | [DRAWING | assembly F-004C plunger | NONE
7.07.126 | [DRAWING | assembly spiral tube L2 | NONE |  | 70116
7.07.127 | [DRAWING | assembly evaporator | NONE
7.07.128 | [DRAWING | capillary assembly 5.01.068 | NONE
7.07.129 | [DRAWING | capillary assembly 5.01.069 | NONE |  | 70813
7.07.130 | [DRAWING | drill parallele key 2.01.134 | NONE |  | 99999
7.07.131 | [DRAWING | drill Zamak C-capillary bottom | NONE |  | 72029
7.07.132 | [DRAWING | drill Zamak D-capillary bottom | NONE |  | 71305
7.07.133 | [DRAWING | drill 0.3 hole in viton disc | NONE |  | 71305
7.07.134 | [DRAWING | drill 0.9 hole in viton disc | NONE |  | 71305
7.07.135 | [DRAWING | drill 0.3 hole in kalrez disc | NONE |  | 71305
7.07.136 | [DRAWING | drill 0.9 hole in kalrez disc | NONE |  | 71305
7.07.137 | [DRAWING | drill 0.3 hole in erlan disc | NONE |  | 71305
7.07.138 | [DRAWING | drill 0.9 hole in erlan disc | NONE |  | 71305
7.07.139 | [DRAWING | capillary assembly 5.01.070 | NONE
7.07.140 | [DRAWING | adjust distance part 2.01.053 | PV
7.07.141 | [DRAWING | heater body assembly casting | NONE
7.07.142 | [DRAWING | winding heater body W100/W200 | NONE
7.07.143 | [DRAWING | assy spirol tube evaporator | NONE
7.07.144 | [DRAWING | red copper pipe to shorten | NONE
7.07.145 | [DRAWING | spirol tube for evaporator | NONE
7.07.146 | [DRAWING | controlling bush for F-004 | NONE
7.07.147 | [DRAWING | plunger F-004C spot welding | NONE
7.07.148 | [DRAWING | F-004C bellow spot welding | NONE
7.07.149 | [DRAWING | orifice COMBI-FLOW for evapor | NONE
7.07.150 | [DRAWING | capillary assembly C two windi | NONE
7.07.151 | [DRAWING | capillary assembly D two windi | NONE
7.07.152 | [DRAWING | turn-off support ring | PV |  | 99999
7.07.153 | [DRAWING | temp sensor assy evaporator | NONE
7.07.154 | [DRAWING | drilling Union T 6mm gasmixer | NONE
7.07.158 | [DRAWING | manufacturing L2 sensor | NONE
7.07.159 | [DRAWING | manufacturing L2 sensor assy | NONE
7.07.160 | [DRAWING | mill-off L1/L2 front cover | PV |  | 71634
7.07.161 | [DRAWING | mill-off back cover L2 | PV |  | 71634
7.07.162 | [DRAWING | coating L1/L2 front cover | PV |  | 72102
7.07.163 | [DRAWING | coating L2 back cover | PV |  | 72102
7.07.164 | [DRAWING | mill-off back cover L1 | PV |  | 71634
7.07.165 | [DRAWING | coating L1 back cover | PV |  | 72102
7.07.166 | [DRAWING | plunger with parofluor V3819 | NONE |  | 71305
7.07.170 | [DRAWING | manufacturing L1 sensor | NONE
7.07.171 | [DRAWING | manufacturing L1 sensor assy | NONE
7.07.172 | [DRAWING | plunger with kalrez | NONE |  | 71305
7.07.173 | [DRAWING | capillary assembly 5.01.075 | NONE
7.07.174 | [DRAWING | welding pigtail assy L1 | NONE |  | 71305
7.07.175 | [DRAWING | capillary assembly hasteloy C4 | NONE
7.07.176 | [DRAWING | capillary cover ZAMAK old bott | NONE |  | 71305
7.07.177 | [DRAWING | interconnection cable liqui-fl | NONE |  | 70901
7.07.178 | [DRAWING | assembly wires to pcb L1/L2 | NONE
7.07.179 | [DRAWING | capillary assembly 5.01.079 | NONE
7.07.180 | [DRAWING | welding of bellow F-004BC | NONE
7.07.181 | [DRAWING | assembly plunger F-004BC | NONE
7.07.182 | [ASSY COIL | assy coil F-004BC | NONE |  | 70813
7.07.183 | [DRAWING | assembly F-004BC coil | PV |  | 71634
7.07.184 | [DRAWING | assembly heater evaporator | NONE
7.07.185 | [DRAWING | welding of bellow F-004AC | NONE |  | 71111
7.07.186 | [DRAWING | capillary assembly 5.01.082 | NONE
7.07.187 | [DRAWING | capillary assembly metal seal | NONE
7.07.188 | [DRAWING | assy plunger F-004AC | PV |  | 99999
7.07.189 | [ASSY COIL | assy coil F-004AC | NONE |  | 70813
7.07.190 | [DRAWING | assembly F-004AC coil | NONE
7.07.191 | [DRAWING | assembly F-033C | PV
7.07.192 | [DRAWING | modification E-6000 use DMFC | NONE
7.07.193 | [DRAWING | plunger with parofluor V3734 | NONE |  | 71305
7.07.194 | [DRAWING | EMC treatment frontcover L1/L2 | NONE |  | 71305
7.07.195 | [DRAWING | EMC treatment backcover L2 | NONE |  | 71305
7.07.196 | [DRAWING | EMC treatment backcover L1 | NONE |  | 71305
7.07.197 | [DRAWING | case Euro with coating AlCuW | NONE |  | 71818
7.07.198 | [DRAWING | winding heater W-300 | NONE |  | 70813
7.07.199 | [DRAWING | tube energetic flow device | NONE
7.07.200 | [DRAWING | welding BUGW | NONE |  | 72217
7.07.201 | [DRAWING | assembly plunger F-001 | NONE
7.07.206 | [ASSY COIL | winding F-004AC coil 24V | NONE |  | 70813
7.07.207 | [ASSY COIL | assy coil F-004BC 24V | NONE |  | 70813
7.07.217 | [DRAWING | assy power supply BRO-11 | NONE |  | 70606
7.07.221 | [DRAWING | assy power supply BRO-12 | NONE |  | 70606
7.07.222 | [DRAWING | update BHT readout panel mount | NONE
7.07.223 | [DRAWING | pcb handterminal | NONE
7.07.226 | [TURN-OFF | turn-off adapter 1/2"VCRx1/4" | PV
7.07.227 | [METAL PLUNJ | metal seal plunger spotweld | PV
7.07.228 | [PLUNGER C2/ | welding plunger C2/W | PV |  | 70848
7.07.231 | [DRAWING | assy LIQUI-FLOW convertor | PV |  | 99999
7.07.232 | [HOUSING DMF | modification DMFC housing | PV |  | 99999
7.07.234 | [MODIFI E576 | modification E-5762 module | NONE |  | 99999
7.07.236 | [DRAWING | assy power supply BRO-17 | NONE |  | 70606
7.07.237 | [STACKER | stacker high flow LFE | TOOL
7.07.238 | [AGL-001 TUB | grinding AGL-001L 20uL tube | PV |  | 70721
7.07.239 | [AGL-002 TUB | coppering AGL-002L 100uL tube | PV |  | 99999
7.07.246 | [DRAWING | assembly coil F-004AC | PV |  | 71634
7.07.247 | [DRAWING | winding coil F-004AC | PV |  | 71634
7.07.251 | [HIGH TEMP | high temp. case | PV |  | 99999
7.07.252 | [HIGH TEMP | high temp. cover blind | PV |  | 99999
7.07.253 | [HIGH TEMP | high temp. cover RJ45 | PV |  | 99999
7.07.254 | [HIGH TEMP | high temp. cover RJ45 old | PV |  | 99999
7.07.255 | [HIGH TEMP | high temp. cover M12 | PV |  | 99999
7.07.256 | [HIGH TEMP | high temp. cover DB9 | PV |  | 99999
7.07.257 | [HIGH TEMP | high temp. cover standard | PV |  | 99999
7.07.258 | [HIGH TEMP | high temp. cover bottom | PV |  | 99999
7.07.259 | [DRAWING | special lab case MFC | PV |  | 99999
7.07.261 | [DRAWING | assembly coil 2x9pin D-conn. | PV |  | 99999
7.07.262 | [DRAWING | adapter 1/8" type B to 1/8" RP | PV |  | 72029
7.07.263 | [DRAWING | adapter 1/4" type B to 1/4" RP | PV |  | 72029
7.07.267 | [DRAWING | assembly coil IT | PV |  | 71634
7.07.268 | [DRAWING | modification PBI for M12 conn. | PV
7.07.270 | [KEY HOLDER | etching key holder | PV |  | 72230
7.07.272 | [DRAWING | assembly coil MV 15V | PV
7.07.273 | [DRAWING | adapter 1/2" NPT to 1/2" BSPP | PV |  | 72029
7.07.274 | [DRAWING | adapter 3/4" NPT to 1/2" BSPP | PV
7.07.275 | [DRAWING | plunger MV vulcanize | PV
7.07.276 | [DRAWING | plunger MV turn off | PV
7.07.280 | [DRAWING | mount.instr. cubic sens. probe | PV |  | 70813
7.07.283 | [CLEANING | cleaning nano flow instruments | PV |  | 71651
7.07.284 | [DRAWING | assembly coil topmnt lab liq | NONE
7.07.289 | [DRAWING | welding instr. plungerholder | PV
7.07.292 | [MODIFICATIO | modification 4.01.366 for ICS | PV
7.07.295 | [DRAWING | braze instruc. M1x tube assy | NONE
7.07.299 | [DRAWING | inst. case assy mini CORI-FLOW | PV
7.07.301 | [DRAWING | assembly instr. base assy M1x | NONE
7.07.309 | [DRAWING | milling labcase EtherCAT | PV |  | 72029
7.07.316 | [DRAWING | welding instr. sieves | PV
7.07.320 | [DRAWING | assembly instructions 4.07.152 | PV
7.07.333 | [PLUNGER | treatm. instr. plunger short | PV
7.07.353 | [COIL MLH | coating coil cover MLH | PV
7.07.369 | [DRAWING | adapter 1/4''BSPPx1/4'' face | PV
7.07.372 | [MODIFICATIO | modification housing RHE-EZB | PV |  | 71150
7.08.001 | [E-6100 | E-6111/6131/6151 A/B | PV | 0 | 99999
7.08.002 | [E-6100 | E-6111/6131/6151 C/D | PV | 0 | 99999
7.08.003 | [E-6200 | E-6211/6231/6251 A/B | PV | 0 | 99999
7.08.004 | [E-6200 | E-6211/6231/6251 C/D | PV | 0 | 99999
7.08.005 | [E-6200 | E-6222/6242/6262 A/B | PV | 0 | 99999
7.08.006 | [E-6200 | E-6222/6242/6262 C/D | PV | 0 | 99999
7.08.007 | [E-6300 | E-6311/6331/6351 A/B | PV | 0 | 99999
7.08.008 | [E-6300 | E-6311/6331/6351 C/D | PV | 0 | 99999
7.08.009 | [E-6400 | E-6411/6431/6451 A/B | PV | 0 | 99999
7.08.010 | [E-6400 | E-6411/6431/6451 C/D | PV | 0 | 99999
7.08.011 | [E-6400 | E-6422/6442/6462 A/B | PV | 0 | 99999
7.08.012 | [E-6400 | E-6422/6442/6462 C/D | PV | 0 | 99999
7.08.013 | [E-5100 | E-5111/5131/5151 A/B | PV | 0 | 99999
7.08.014 | [E-5100 | E-5111/5131/5151 C/D | PV | 0 | 99999
7.08.015 | [E-5200 | E-5212/5232/5252 A/B | PV | 0 | 99999
7.08.016 | [E-5200 | E-5212/5232/5252 C/D | PV | 0 | 99999
7.08.017 | [E-5200 | E-5223/5243/5263 A/B | PV | 0 | 99999
7.08.018 | [E-5200 | E-5223/5243/5263 C/D | PV | 0 | 99999
7.08.019 | [E-5300 | E-5311/5331/5351 A/B | PV | 0 | 99999
7.08.020 | [E-5300 | E-5311/5331/5351 C/D | PV | 0 | 99999
7.08.021 | [E-5400 | E-5412/5432/5452 A/B | PV | 0 | 99999
7.08.022 | [E-5400 | E-5412/5432/5452 C/D | PV | 0 | 99999
7.08.023 | [E-5400 | E-5423/5443/5463 A/B | PV | 0 | 99999
7.08.024 | [E-5400 | E-5423/5443/5463 C/D | PV | 0 | 99999
7.09.001 | [E-5511 | E-5511/5521/5531 FA/FB/UA | PV | 0 | 99999
7.09.002 | [E-5511 | E-5511/5521/5531 FC/FD | PV | 0 | 99999
7.09.003 | [E-5512 | E-5512/5522/5532 FA/FB/UA | PV | 0 | 99999
7.09.004 | [E-5500 | E-5512-EB | PV
7.09.005 | [AMPLIFIER | pre-amplifier UEG-case | PV
7.09.006 | [PLATE MOUNT | mounting plate | PV
7.09.007 | [CONVERTER | Ex-proof converter IP65-case | PV
7.09.008 | [CASE EX-PR | Rose Ex-proof case | PV
7.09.009 | [E-5400 | E-5400-LH | PV
7.09.010 | [E-5512 | E-5512/5522/5532 FC/FD | PV | 0 | 99999
7.09.011 | [E-5513 | E-5513/5523/5533 FA/FB | PV | 0 | 99999
7.09.012 | [E-5500 | E-5513-EB | PV
7.09.013 | [E-5513 | E-5513/5523/5533 FC/FD | PV | 0 | 99999
7.09.014 | [E-5500 | E-5513-ED | PV
7.09.015 | [E-5500 | E-5513/5523/5533 UA | PV | 0 | 99999
7.09.016 | [E-5514 | E-5514/5524/5534 FA/FB | PV | 0 | 99999
7.09.017 | [E-5500 | E-5514-EB | PV
7.09.018 | [E-5514 | E-5514/5524/5534 FC/FD | PV | 0 | 99999
7.09.019 | [E-5500 | E-5514-ED | PV
7.09.020 | [E-5500 | E-5514/5524/5534 UA | PV | 0 | 99999
7.09.021 | [ | not used | PV
7.09.022 | [CASE CALIBR | case calibration set | PV
7.09.023 | [DRAWING | partlist E-5500 | PV
7.09.024 | [E-5600 | E-5642/5652-X40 | PV | 0 | 99999
7.09.025 | [E-5600 | E-5642/5652-X41 | PV
7.09.026 | [E-5600 | E-5642/5652-X42 | PV | 0 | 99999
7.09.027 | [E-5600 | E-5642/5652-X43 | PV |  | 99999
7.09.028 | [E-5600 | E-5642/5652-X50 | PV | 0 | 99999
7.09.029 | [E-5600 | E-5642-X51 | PV | 0 | 99999
7.09.030 | [E-5600 | E-5642/5652-X52 | PV | 0 | 99999
7.09.031 | [E-5600 | E-5642-X53 | PV | 0 | 99999
7.09.032 | [E-5600 | E-5641/5651-X40 | PV | 0 | 99999
7.09.033 | [E-5600 | E-5641/5651-X41 | PV |  | 99999
7.09.034 | [E-5600 | E-5641/5651-X42 | PV | 0 | 99999
7.09.035 | [E-5600 | E-5642/5652-X43 | PV |  | 99999
7.09.036 | [E-5600 | E-5641/5651-X50 | PV | 0 | 99999
7.09.037 | [E-5600 | E-5641-X51 | PV | 0 | 99999
7.09.038 | [E-5600 | E-5641/5651-X52 | PV | 0 | 99999
7.09.039 | [E-5600 | E-5641-X53 | PV | 0 | 99999
7.09.040 | [DRAWING | partlist E-5642/5652 | PV
7.09.041 | [DRAWING | partlist E-5641/5651 | PV
7.09.042 | [E-5100 | E-5115/5125/5135 FA/FB | PV | 0 | 99999
7.09.043 | [TUBECAL3-5 | calibration set Tubecal3 d5mm | PV | 0 | 99999
7.09.044 | [E-5300 | E-5315/5325/5335 FA/FB | PV | 0 | 99999
7.09.045 | [E-5600 | single channel MFM | PV |  | 99999
7.09.046 | [E-5300 | E-5315/5325/5335 FC/FD | PV | 0 | 99999
7.09.047 | [E-5100 | E-5115/5125/5135 FC/FD | PV | 0 | 99999
7.09.048 | [E-5600 | E-5642 A/B-type | PV | 0 | 99999
7.09.049 | [E-5600 | E-5642 C/D-type | PV | 0 | 99999
7.09.050 | [E-5600 | E-5612/5622/5632 A/B | PV | 0 | 99999
7.09.051 | [E-5600 | E-5612/5622/5632 C/D | PV | 0 | 99999
7.09.052 | [E-5600 | E-5641 A/B-type | PV | 0 | 99999
7.09.053 | [E-5600 | E-5641 C/D-type | PV | 0 | 99999
7.09.054 | [E-5600 | E-5611/5621/5631 A/B | PV | 0 | 99999
7.09.055 | [E-5600 | E-5611/5621/5631 C/D | PV | 0 | 99999
7.09.056 | [BSF-001E | BSF-001E/002E | PV | 0 | 99999
7.09.057 | [E-5600 | E-5652-X51 | PV | 0 | 99999
7.09.058 | [E-5600 | E-5652-X53 | PV | 0 | 99999
7.09.059 | [E-5600 | E-5651-X51 | PV | 0 | 99999
7.09.060 | [E-5600 | E-5651-X53 | PV | 0 | 99999
7.09.061 | [TUBECAL3-16 | calibration set Tubecal3 d16mm | PV | 0 | 99999
7.09.062 | [TUBECAL3-50 | calibration set Tubecal3 d50mm | PV | 0 | 99999
7.09.063 | [TEST EQUIPM | test equipment pcb MFC/EPC | PV |  | 99999
7.09.064 | [CONTROL CAS | control case calsys3 | PV |  | 99999
7.09.065 | [CONTROL CAS | manual control case calsys3 | PV |  | 99999
7.09.066 | [INTERFACE | interface calsys3 | PV |  | 99999
7.09.067 | [CONTROL CAL | 16-bit controller calsys3 | PV |  | 99999
7.09.068 | [E-7000 | E-7000 | PV |  | 99999
7.09.069 | [E-7000 | E-7000 plug-in unit | PV |  | 99999
7.09.070 | [E-7000 | E-7000 panel mounted | PV |  | 99999
7.09.071 | [TEST EQUIPM | test equipment pcb MFC Euro/Am | PV |  | 99999
7.09.073 | [MODULE 7000 | module E-7000-02 | PV | 0 | 99999
7.09.075 | [MODULE 7000 | module E-7000-10 | PV | 0 | 99999
7.09.078 | [MODULE 7000 | module E-7000-30/31 | PV | 0 | 99999
7.09.079 | [FPP TD | FPP T-005 TD | PV | 0 | 99999
7.09.080 | [FPP TD | FPP T-016 TD | PV | 0 | 99999
7.09.081 | [FPP TD | FPP T-050 TD | PV | 0 | 99999
7.09.082 | [MODULE 7000 | module E-7000-20 | PV | 0 | 99999
7.09.083 | [MODULE 7000 | module E-7000-21 | PV | 0 | 99999
7.09.084 | [MODULE 7000 | module E-7000-22 | PV | 0 | 99999
7.09.093 | [RS232/FLOWB | RS232/FLOW-BUS interface 16bit | PV | 0 | 99999
7.09.094 | [MODULE 7000 | module E-7000-40 | PV | 0 | 99999
7.09.095 | [E-7000 | E-7000 | PV | 31201 | 99999
7.09.097 | [PC/ISA CARD | PC(ISA)FLOW-BUS interface card | PV | 0 | 99999
7.09.098 | [MODULE 7000 | module E-7000-32 | PV | 0 | 99999
7.09.099 | [CAP TESTER | capillary tester | PV |  | 99999
7.09.101 | [MODULE 7000 | module E-7000-20 | PV | 0 | 99999
7.09.102 | [MODULE 7000 | module E-7000-21 | PV | 0 | 99999
7.09.103 | [MODULE 7000 | module E-7000-22 | PV | 0 | 99999
7.09.104 | [MODULE 7000 | module E-7000-04 | PV | 0 | 99999
7.09.110 | [MODULE 7000 | module E-7030-10 | PV | 0 | 99999
7.09.112 | [MODULE 7000 | module E-7040-10 | PV | 0 | 99999
7.09.120 | [ | not used | NONE
7.09.122 | [ | not used | NONE
7.09.125 | [MODULE 7000 | module E-7000-13 | PV | 0 | 99999
7.09.133 | [MODULE M+W | M+W module D-1000-00 | PV | 31310 | 99999
7.09.134 | [MODULE M+W | M+W module D-1000-01 | PV | 31310 | 99999
7.09.135 | [MODULE M+W | M+W module D-1000-02 | PV | 31310 | 99999
7.09.136 | [MODULE M+W | M+W module D-1000-03 | PV | 31310 | 99999
7.09.137 | [MODULE M+W | M+W module D-1000-04 | PV | 31310 | 99999
7.09.138 | [MODULE M+W | M+W module D-1000-10 | PV | 31310 | 99999
7.09.139 | [MODULE M+W | M+W module D-1000-11 | PV | 31310 | 99999
7.09.140 | [MODULE M+W | M+W module D-1000-12 | PV | 31310 | 99999
7.09.141 | [MODULE M+W | M+W module D-1000-13 | PV | 31310 | 99999
7.09.142 | [MODULE M+W | M+W module D-1000-14 | PV | 31310 | 99999
7.09.143 | [MODULE M+W | M+W module D-1000-20 | PV | 31310 | 99999
7.09.144 | [MODULE M+W | M+W module D-1000-21 | PV | 31310 | 99999
7.09.145 | [MODULE M+W | M+W module D-1000-22 | PV | 31310 | 99999
7.09.146 | [MODULE M+W | M+W module D-1000-23 | PV | 31310 | 99999
7.09.147 | [MODULE M+W | M+W module D-1000-24 | PV | 31310 | 99999
7.09.148 | [MODULE M+W | M+W module D-1000-30 | PV | 31310 | 99999
7.09.149 | [MODULE M+W | M+W module D-1000-31 | PV | 31310 | 99999
7.09.150 | [MODULE M+W | M+W module D-1000-32 | PV | 31310 | 99999
7.09.151 | [MODULE M+W | M+W module D-1000-33 | PV | 31310 | 99999
7.09.152 | [MODULE M+W | M+W module D-1000-34 | PV | 31310 | 99999
7.09.153 | [MODULE M+W | M+W module D-1000-40 | PV | 31310 | 99999
7.09.154 | [MODULE M+W | M+W module D-1000-41 | PV | 31310 | 99999
7.09.155 | [MODULE M+W | M+W module D-1000-42 | PV | 31310 | 99999
7.09.156 | [MODULE M+W | M+W module D-1000-43 | PV | 31310 | 99999
7.09.157 | [MODULE M+W | M+W module D-1000-44 | PV | 31310 | 99999
7.09.158 | [D-1100 | M+W D-1100 | PV |  | 71331
7.09.159 | [D-1200 | M+W D-1200 | PV |  | 71331
7.09.160 | [D-1300 | M+W D-1300 | PV |  | 71331
7.09.161 | [D-1400 | M+W D-1400 | PV |  | 71331
7.09.162 | [D-1500 | M+W D-1500 | PV |  | 71331
7.09.163 | [D-1600 | M+W D-1600 | PV |  | 71331
7.09.169 | [JUSTIFY UNI | analog justify unit | PV | 0 | 99999
7.09.204 | [MODULE | valve adjusting module | PV
7.09.209 | [ANYBUS | Anybus Communicator | PV |  | 70864
7.09.210 | [OC MAINBOAR | OC Mainboard Digital | PV |  | 70266
7.09.211 | [OC MAINBOAR | OC Mainboard Analog I/O | PV |  | 70266
7.09.223 | [JUNCTION BO | junction box s.o.v.c.a. | PV |  | 99999
7.09.250 | [MODULE 8000 | module E-8xx5-x-1WxxV/3 | PV
7.09.254 | [MODULE 8000 | module E-8xx5-x-0WxxV/3 | PV
7.09.302 | [FPP TD | FPP T-905 TD | PV |  | 99999
7.10.046 | [F-111C | F-111C DMFM | PV |  | 99999
7.10.059 | [F-111CI | F-111CI DMFM | PV |  | 99999
7.10.081 | [M-410 | M-410 | PV |  | 99999
7.10.082 | [M-411 | M-411 | PV |  | 99999
7.10.083 | [M-422 | M-422 | PV |  | 99999
7.10.084 | [M-423 | M-423 | PV |  | 99999
7.10.167 | [F-100EX | F-100EX | PV |  | 99999
7.10.168 | [F-101EX | F-101EX | PV |  | 99999
7.10.169 | [F-102EX | F-102EX | PV |  | 99999
7.10.170 | [F-103EX | F-103EX | PV |  | 99999
7.10.171 | [F-200EX | F-200EX | PV |  | 99999
7.10.172 | [F-201EX | F-201EX | PV |  | 99999
7.10.173 | [F-202EX | F-202EX | PV |  | 99999
7.10.179 | [F-033C | F-033C n.c. H2-type | PV |  | 99999
7.10.180 | [F-033CI | F-033CI n.c. H2-type | PV |  | 99999
7.10.181 | [F-033CX | F-033CX n.c. H2-type | PV |  | 99999
7.10.182 | [M-411A | M-411A | PV |  | 99999
7.10.237 | [F-136BI | F-136BI | PV |  | 99999
7.10.240 | [F-136BX | F-136BX | PV |  | 99999
7.11.002 | [FLOWMETER | DMA flowmeter 6mm | PV |  | 71331
7.11.004 | [FLOWMETER | DMA flowmeter 13mm | PV |  | 71331
7.11.005 | [MCL-015F | MCL-015F | PV |  | 99999
7.11.029 | [PUMP LP122 | pump LP122 | PV |  | 99999
7.11.030 | [PUMP LP124 | pump LP124 | PV |  | 99999
7.11.031 | [PUMP LP132 | pump LP132 | PV |  | 99999
7.11.033 | [EHR-005V | EHR-005V | PV |  | 99999
7.11.035 | [MIC-106F | MIC-106F | PV |  | 99999
7.11.037 | [MANI-FLOW | UCP-01 | PV
7.11.038 | [MANI-FLOW | UCP-02 | PV
7.11.039 | [MANI-FLOW | UCP-03 | PV |  | 99999
7.11.040 | [MANI-FLOW | UCP-04 | PV
7.11.041 | [MANI-FLOW | UCP-05 | PV
7.11.042 | [MANI-FLOW | UCP-06 | PV
7.11.044 | [MIC-105F | MIC-105F | PV |  | 99999
7.11.045 | [MANI-FLOW | FMT-201D | PV |  | 99999
7.11.052 | [MASS-VIEW | MV-206 | PV
7.11.053 | [MASS-VIEW | MV-204 | PV
7.11.054 | [MASS-VIEW | MV-202 | PV
7.11.057 | [SKA-001F | SKA-001F | PV
7.11.062 | [MIC-104D | MIC-104D | PV |  | 99999
7.11.063 | [ASM-001C | ASM-001C | PV | 0 | 99999
7.11.064 | [ASM-002C | ASM-002C | PV | 0 | 99999
7.11.083 | [FES-001A | FES-001A F/P | PV |  | 99999
7.11.084 | [FES-101A | FES-101A F/P | PV |  | 99999
7.11.085 | [FES-002A | FES-002A F/P | PV |  | 99999
7.11.086 | [FES-102A | FES-102A F/P | PV |  | 99999
7.11.087 | [FES-003A | FES-003A F/P | PV |  | 99999
7.11.088 | [FES-103A | FES-103A F/P | PV |  | 99999
7.11.089 | [FES-004A | FES-004A F/P | PV |  | 99999
7.11.090 | [FES-104A | FES-104A F/P | PV |  | 99999
7.11.107 | [POL-005F | POL-005F | PV |  | 99999
7.11.108 | [EHR-102L | EHR-102L | PV |  | 99999
7.11.109 | [EHR-202L | EHR-202L | PV |  | 99999
7.11.110 | [EHR-601P | EHR-601P | PV |  | 99999
7.11.111 | [EHR-701P | EHR-701P | PV |  | 99999
7.11.112 | [EHR-101F | EHR-101F | PV |  | 99999
7.11.116 | [D-6291 | M+W D-6291/BJ1" | PV |  | 71331
7.11.138 | [THM CCT | THM CCT module | PV |  | 99999
7.11.140 | [MIC-107F | MIC-107F | PV |  | 99999
7.11.141 | [MIC-108F | MIC-108F | PV |  | 99999
7.11.145 | [TA-201CM | TA-201CM | PV |  | 99999
7.11.146 | [TA-702CM | TA-702CM | PV |  | 99999
7.11.147 | [TA-602CM | TA-602CM | PV |  | 99999
7.11.149 | [ATA-003M | ATA-003M | PV
7.11.153 | [T23 | T23 | PV |  | 99999
7.11.156 | [BAL-00XB | BAL-00xB | PV
7.11.195 | [THM CCT | THM CCT module | PV |  | 99999
7.11.196 | [D-5111 6231 | M+W D-5111, D-6231 / BJ1/2" | PV |  | 71331
7.11.197 | [D-6121 | M+W D-5121/BJ1/2" | PV |  | 71331
7.11.198 | [D-6251 | M+W D-6251 / BJ1/2" | PV |  | 71331
7.11.203 | [PUMP LP122 | pump LP122 weld | PV
7.11.204 | [PUMP LP124 | pump LP124 weld | PV
7.11.205 | [PUMP LP132 | pump LP132 weld | PV
7.11.225 | [MIC-203 | MIC-203 | PV |  | 99999
7.11.226 | [MIC-205 | MIC-205 | PV |  | 99999
7.11.232 | [MIS-003F | MIS-003F | PV
7.11.236 | [EUR-800F | EUR-800F | PV |  | 99999
7.11.245 | [THM IPR-007 | THM IPR-001FP | PV |  | 99999
7.11.248 | [MIC-200 | MIC-200 | PV
7.11.259 | [DNR-001F | DNR-001F | PV
7.11.260 | [DNR-002F | DNR-002F | PV
7.11.261 | [DNR-003F | DNR-003F | PV
7.11.262 | [DNR-004F | DNR-004F | PV
7.11.263 | [DNR-005F | DNR-005F | PV
7.11.264 | [DNR-006F | DNR-006F | PV
7.11.265 | [DNR-007F | DNR-007F | PV
7.11.266 | [DNR-008F | DNR-008F | PV
7.11.267 | [DNR-009F | DNR-009F | PV
7.11.271 | [APL-001F | APL-001F | PV |  | 99999
7.11.272 | [APL-002F | APL-002F | PV |  | 99999
7.11.273 | [APL-003F | APL-003F | PV |  | 99999
7.11.304 | [BASF | BASF-035G | PV
7.11.305 | [BASF | BASF-036G | PV
7.11.306 | [BASF | BASF-037G | PV
7.11.307 | [BASF | BASF-038G | PV
7.11.308 | [BASF | BASF-039G | PV
7.11.309 | [BASF | BASF-040G | PV
7.11.318 | [OZO-006D | OZO-006D | PV
7.11.319 | [OZO-007D | OZO-007D | PV
7.11.320 | [OZO-008D | OZO-008D | PV
7.11.321 | [OZO-009D | OZO-009D | PV
7.11.335 | [BGS M14 | BGS M14 | PV |  | 99999
7.11.354 | [MIS-005F | MIS-005F | PV
7.11.370 | [FES-101B | FES-101B | PV
7.11.372 | [FES-102B | FES-102B | PV
7.11.373 | [FES-003B | FES-003B | PV
7.11.374 | [FES-103B | FES-103B | PV
7.11.376 | [FES-104B | FES-104B | PV
7.12.019 | [SEZ-105F | SEZ-105F (F-201CV) | PV |  | 99999
7.12.036 | [BAL-020F | BAL-020F | PV |  | 99999
7.12.037 | [BAL-050F | BAL-050F | PV |  | 99999
7.12.038 | [BAL-100F | BAL-100F | PV |  | 99999
7.12.039 | [BAL-200F | BAL-200F | PV |  | 99999
7.12.040 | [BAL-500F | BAL-500F | PV |  | 99999
7.12.041 | [OTB-021F | OTB-021F (F-201DV) | PV |  | 99999
7.12.042 | [OTB-022F | OTB-022F (F-201EV) | PV |  | 99999
7.12.043 | [OTB-023F | OTB-023F (F-201CV) | PV |  | 99999
7.12.044 | [OTB-024F | OTB-024F (F-201CV) | PV |  | 99999
7.12.046 | [OTB-025F | OTB-025F (F-201DV) | PV |  | 99999
7.12.047 | [OTB-026F | OTB-026F (F-201EV) | PV |  | 99999
7.12.052 | [AIX-CMXC | AIX-CMxC basis | PV
7.12.053 | [AIX-CM1C | AIX-CM1C | PV
7.12.054 | [AIX-CM2C | AIX-CM2C | PV
7.12.055 | [AIX-CM3C | AIX-CM3C | PV
7.12.056 | [AIX-CM4C | AIX-CM4C | PV
7.12.057 | [AIX-CM5C | AIX-CM5C | PV
7.12.058 | [AIX-CM6C | AIX-CM6C | PV
7.12.059 | [AIX-CM7C | AIX-CM7C | PV
7.12.060 | [AIX-CM8C | AIX-CM8C | PV
7.15.039 | [DD F-111C | dim draw F-111C | NONE
7.15.046 | [DD F-111CI | dim draw F-111CI | NONE
7.15.064 | [DD M-410 | dim draw M-410 | NONE
7.15.065 | [DD M-411 | dim draw M-411 | NONE
7.15.066 | [DD M-422 | dim draw M-422 | NONE
7.15.067 | [DD M-423 | dim draw M-423 | NONE
7.15.122 | [DD F-003BX | dim draw F-003BX/F-013BX XB | NONE
7.15.125 | [DD F-206BX | dim draw F-206BX/F-216BX XB | NONE
7.15.127 | [DD F-240MX | dim draw F-240MX/F241/F242 XB | NONE
7.15.141 | [DD M-411A | dim draw M-411A | NONE
7.15.143 | [DD WELD ADA | dim draw weld adapters | NONE
7.15.158 | [DD TOPMOUNT | dim draw TA-201CM | MV01
7.15.159 | [DD TOPMOUNT | dim draw TA-702CM | MV01
7.15.160 | [DD TOPMOUNT | dim draw TA-602CM | MV01
7.18.032 | [TOOLING UC | uniclamp | TOOL |  | 99999
7.18.036 | [TOOLING LFD | LFD placing tool | TOOL | 0 | 99999
7.18.038 | [TOOLING LFD | LFD minifix bit | TOOL | 0 | 99999
7.18.040 | [TOOLING | cable channel production | PV | 0 | 70438
7.18.041 | [TOOLING | cable channel service | PV | 0 | 70438
7.18.060 | [TOOLING | end and leaktest TRA gaspanel | TOOL |  | 99999
7.18.061 | [TOOLING | end and leaktest TRA module | TOOL |  | 99999
7.18.082 | [TOOLING | brazing mould M15 | PV |  | 71150
7.18.223 | [ | not used | TOOL
7.20.009 | [SPECIAL | EC DoC (PED) Module A | PV
7.20.029 | [SPECIAL | EC DoC (PED) Module A1 | PV
7.20.030 | [SPECIAL | EC DoC (PED) Module B1+F | PV
9.01.001 | [ | = 9.01.033 | NONE
9.01.002 | [CASE | case 160x160x80 with BHT logo | PV |  | 71806
9.01.003 | [BOX | box 240x300x430mm | PV |  | 71806
9.01.004 | [BOX | box 300x400x500mm | PV |  | 71806
9.01.005 | [BOX | box 200x350x350mm | PV |  | 71806
9.01.007 | [BOX | box 200x200x200mm | PV |  | 71806
9.01.008 | [BOX | box 400x400x400mm | PV |  | 71806
9.01.009 | [CASE | case 200x125x50 with BHT logo | PV |  | 71806
9.01.010 | [CASE | case 250x185x75 with BHT logo | PV |  | 71806
9.01.011 | [BOX | IBY-box 290x230x110mm | PV |  | 71806
9.01.013 | [BAG | plastic bag seal grip 190x250 | PV |  | 71806
9.01.016 | [ | = 9.01.031 | NONE
9.01.018 | [PILLO-FLEX | Pillo-flex 1m x 100m | PV
9.01.019 | [PILLO-FLEX | Pillo-flex 0.5m x 100m | PV
9.01.022 | [ | = 9.01.032 | NONE
9.01.023 | [PAPER | paper 0.7m | PV
9.01.024 | [STRIP | packing strip | PV
9.01.025 | [CLIP | packing clip | PV
9.01.026 | [BOX | box 400x270x130mm | PV |  | 71806
9.01.027 | [BOX | box 590x390x480mm | PV |  | 71806
9.01.028 | [BOX | box 1170x860x780mm | PV |  | 71806
9.01.029 | [BAG | plastic bag seal grip 160x280 | PV |  | 70706
9.01.030 | [CASE | case 300x210x65 with BHT logo | PV |  | 71806
9.01.034 | [BOX | box 510x410x600mm nr.5562 | PV |  | 70706
9.01.040 | [BAG | plastic bag seal grip 140x150 | PV |  | 70706
9.01.041 | [CASE | case 375x160x160 with BHT logo | PV |  | 71806
9.01.047 | [BOX | box 500x300x300mm | PAMA |  | 70706
9.01.048 | [CASE | packing case 400x300x380mm | PV |  | 71501
9.01.049 | [RIBBON | ribbon cartridge Star LC24-10 | COSU |  | 70124
9.01.050 | [CASE | packing case 1180x780x500mm | PV |  | 71501
9.01.051 | [INTERIOR | interior 160x160x80 40mm dros | PV |  | 71806
9.01.052 | [INTERIOR | interior 200x125x50 25mm dros | PV |  | 71806
9.01.053 | [INTERIOR | interior 250x185x75 40mm dros | PV |  | 71806
9.01.054 | [INTERIOR | interior 300x210x65 25mm dros | PV |  | 71806
9.01.055 | [INTERIOR | interior 375x160x160 40mm dros | PV |  | 71806
9.01.057 | [CASE | packing case TUBECAL3 | PV
9.01.058 | [INSTAPAK | instapak A 70kg | PV |  | 71920
9.01.059 | [INSTAPAK | instapak B-40FFS 58kg | PV |  | 71920
9.01.063 | [CASE | packing case 1180x780x750mm | PV |  | 71501
9.01.064 | [COVER CASE | cover+lower part case 1180x780 | PV |  | 71404
9.01.066 | [BOX | box 220x300x150mm nr.1005 | PAMA |  | 70706
9.01.068 | [BOX | cardboard box for 3.5"disc | PAMA |  | 70729
9.01.069 | [BOX | cardboard box for 5.25" disc | PV |  | 71204
9.01.070 | [BAG | highshield bag 203x254mm | PAMV |  | 71806
9.01.071 | [CASE | case 182x137x51 with BHT logo | PV |  | 71806
9.01.072 | [CASE | case 200x150x70 with BHT logo | PV |  | 71806
9.01.073 | [INSTAPAK | instapak B-50WB 58kg | PV |  | 71920
9.01.074 | [CASE | case 195x137x55 with BHT logo | PAMV |  | 70706
9.01.075 | [CASE | case 200x150x80 with BHT logo | PAMV |  | 70706
9.01.079 | [BAG | highshield bag 102x152mm | PAMV |  | 71806
9.01.080 | [FOAM | foam 0.5mx250mx2mm | PAMV |  | 70706
9.01.081 | [ | =9.01.068 | PV
9.01.082 | [ENVELOPE | envelope A4 cardboard back | PV |  | 70729
9.01.083 | [BOX | box 1300x500x500mm fefco 201 | PAMA |  | 70706
9.01.085 | [BOX | CD-box with BHT logo | PV |  | 70349
9.01.086 | [FOAM | foam 198x145x20mm | PV |  | 70706
9.01.087 | [WRAPPER | wrapper CORI-FLOW | PV |  | 72301
9.01.091 | [CASE | case 195x137x55 new BHT logo | PAMV |  | 70706
9.01.092 | [CASE | case 200x150x80 new BHT logo | PAMV |  | 70706
9.01.096 | [CASE | Korrvu case 200x140x35mm | PAMV |  | 70706
9.01.097 | [CASE | Korrvu case 210x170x65mm | PAMV |  | 70706
9.01.100 | [CASE | Korrvu case MASS-FLOW | PAMV |  | 70706
9.01.101 | [FOIL | air cushion bag 150x250 | PAMV |  | 70706
9.01.105 | [WRAPPER | wrapper mini CORI-FLOW | PV
9.01.106 | [BOX | CD-box color clear/blue | PAMV
9.01.111 | [CASE | Korrvu case CORI 210x170x65mm | PAMV |  | 70706
9.01.116 | [KORRVU | Korrvu case BCT | PAMV |  | 70706
9.01.118 | [KORRVU | Korrvu case BHT | PAMV |  | 70706
9.01.123 | [TAPE | packing tape Parker Porter | PV |  | 71615
9.01.160 | [BOX | box 700x445x400mm fefco 0201 | PV |  | 70706
9.01.161 | [BOX | box 554x255x158mm T43 | PV |  | 70706
9.01.162 | [BOX | box 879x255x158mm T44 | PV |  | 70706
9.01.163 | [BOX | box 1307x255x158mm T45 | PV |  | 70706
9.01.164 | [BOX | box 1655x255x158mm T46 | PV |  | 70706
9.01.171 | [PACKAGE | packing case pressure tank | PAMV |  | 70706
9.01.172 | [PACKAGE | Z-009 packaging piston | PAMA |  | 71964
9.01.174 | [PACKAGE | Z-011 packaging plungers MV | PAMA |  | 99999
9.01.175 | [PACKAGE | Z-012 packaging plungers 001C | PAMA |  | 99999
9.01.177 | [PACKAGE | Z-014 packaging cover OEM | PAMA |  | 99999
9.01.212 | [TRANSPORT | box 505x285x535 | PRMA
9.01.221 | [TRANSPORT | transport pack. M1x body weld | PAMA
9.01.227 | [TRANSPORT | Z-019 packaging flowdevice ass | PAMA
9.01.233 | [TRANSPORT | Z-022 pack. sen.tube M12/13/14 | PAMA |  | 99999
9.02.001 | [MANUAL INST | instruction manual MFM/MFC | MV01
9.02.002 | [DRAWING | Kv-value F-001/F-002-F-033 | PV
9.02.003 | [DRAWING | dimensional drawing F-115 | PV
9.02.004 | [DRAWING | diagram MFC | PV
9.02.005 | [DRAWING | calibration curve MFM/MFC | PV
9.02.006 | [DRAWING | practical calibration curve | PV
9.02.007 | [DRAWING | sensor signal | PV
9.02.008 | [DRAWING | step respons MFC | PV
9.02.009 | [DRAWING | step respons MFC | PV
9.02.010 | [DRAWING | e-curve | PV
9.02.011 | [DRAWING | start control function | PV
9.02.012 | [DRAWING | mixture of gases | PV
9.02.013 | [DRAWING | big consumption plant | PV
9.02.014 | [DRAWING | gas chromatograph | PV
9.02.015 | [DRAWING | pressure drop adapters | PV
9.02.016 | [DRAWING | step respons UA | PV
9.02.017 | [DRAWING | soft start | PV
9.02.018 | [DRAWING | diagram opened valve | PV
9.02.019 | [DRAWING | U/I converter | PV
9.02.020 | [DRAWING | diagram 2-channel rear panel | PV
9.02.021 | [DRAWING | diagram rear panel | PV
9.02.022 | [DRAWING | diagram 4-channel rear panel | PV
9.02.023 | [DRAWING | position liquid meter | PV
9.02.024 | [DRAWING | Kv-value | PV
9.02.025 | [DRAWING | diagram MFC TA | PV
9.02.026 | [DRAWING | diagram slow control TA | PV
9.02.027 | [DRAWING | diagram soft start TA | PV
9.02.028 | [DRAWING | jumper positions TA | PV
9.02.029 | [DRAWING | jumper positions Euro | PV
9.02.030 | [DRAWING | lay-out Euro | PV
9.02.031 | [DRAWING | block diagram Euro | PV
9.02.032 | [DRAWING | diagram soft start | PV
9.02.033 | [DRAWING | curve orifices F-114/F-114A | PV
9.02.034 | [ | = 9.22.064 | PV
9.02.035 | [CARD STORE | store card | PV |  | 72301
9.02.036 | [ | =9.22.063 | PV
9.02.037 | [STICKER | sticker P-507 | PV |  | 72301
9.02.038 | [STICKER | top sticker BHT | PV |  | 72301
9.02.039 | [ | =9.22.061 | PV
9.02.040 | [STICKER | sticker F-100/F-200 series | PV |  | 72301
9.02.041 | [STICKER | sticker P-500/P-600/P-700 | PV |  | 72301
9.02.042 | [STICKER | sticker F-800/F-900 series | PV |  | 72301
9.02.043 | [STICKER | sticker E-5000 | PV |  | 72301
9.02.044 | [STICKER | top sticker BHT blanc | PV |  | 72301
9.02.045 | [ | =9.22.057 | PV
9.02.046 | [STICKER | identification sticker cable | PV |  | 72301
9.02.047 | [STICKER | sticker 4-20mA | PV |  | 72301
9.02.048 | [MANUAL | manual P-module | MV01 |  | 72301
9.02.049 | [MANUAL | manual BASF module German | MV01 |  | 72301
9.02.050 | [MANUAL | manual BASF module English | MV01 |  | 72301
9.02.051 | [MANUAL | manual Tri-jet English | MV01 |  | 72301
9.02.052 | [MANUAL | manual MFM/MFC Euro English | MV01 |  | 72301
9.02.053 | [MANUAL | manual F-192TI English | MV01 |  | 72301
9.02.054 | [MANUAL | manual Columbus project Eng. | MV01 |  | 72301
9.02.055 | [FRONT PAGE | front page EX-FLOW manual | PV |  | 72301
9.02.056 | [MANUAL | manual MFM/MFC Industrial Eng. | MV01 |  | 72301
9.02.057 | [MANUAL | manual EX-FLOW German | MV01 |  | 72301
9.02.058 | [MANUAL | manual EX-FLOW English | MV01 |  | 72301
9.02.059 | [MANUAL | manual F-113DZ English | MV01 |  | 72301
9.02.060 | [MANUAL | manual F-203C English | MV01 |  | 72301
9.02.061 | [DRAWING | drawing A3 | PV |  | 72301
9.02.062 | [DRAWING | partlist | PV |  | 72301
9.02.063 | [CARD | information card Dutch | PV |  | 72301
9.02.065 | [MANUAL | manual E-7002 | MV01 |  | 72301
9.02.066 | [MANUAL | manual T-module | MV01 |  | 72301
9.02.067 | [TABLE | table viscosity factor | PV |  | 72301
9.02.068 | [DRAWING | drawing A4 blanc | PV |  | 72301
9.02.069 | [DRAWING | jumper setting T-module | PV |  | 72301
9.02.070 | [MANUAL | manual F-105A...F-105D | MV01 |  | 72301
9.02.072 | [MANUAL | manual F-192TI-EA | MV01 |  | 72301
9.02.073 | [MANUAL | information card German | MV01 |  | 72301
9.02.074 | [DRAWING | front calibration certificate | PV |  | 72301
9.02.075 | [STICKER | top sticker instruments | PV |  | 72301
9.02.076 | [STICKER | sticker temperature test | PV |  | 72301
9.02.077 | [STICKER | ID sticker instruments | PV |  | 72301
9.02.078 | [LEAFLET | leaflet COMBI-FLOW | PV |  | 72301
9.02.079 | [MANUAL | manual EX-FLOW electronics | MV01 |  | 72301
9.02.080 | [LEAFLET | leaflet low deltaP instruments | PV |  | 72301
9.02.081 | [LEAFLET | leaflet single channel module | PV |  | 72301
9.02.082 | [MANUAL | manual 102D/103D/105A German | MV01 |  | 72301
9.02.083 | [MANUAL | manual low delta P instruments | MV01 |  | 72301
9.02.084 | [MANUAL | manual single channel German | MV01 |  | 72301
9.02.085 | [MANUAL | manual press.contr. analyser | MV01 |  | 72301
9.02.087 | [DRAWING | dimensions F-100/F-200 German | PV |  | 72301
9.02.088 | [DRAWING | connection F-100/F-200 German | PV |  | 72301
9.02.089 | [MANUAL | front cal.certificate German | MV01 |  | 72301
9.02.090 | [MANUAL | manual MFM/MFC Euro German | MV01 |  | 72301
9.02.091 | [MANUAL | manual liquid English | MV01 |  | 72301
9.02.092 | [MANUAL | manual liquid German | MV01 |  | 72301
9.02.093 | [MANUAL | manual EPT/EPC English | MV01 |  | 72301
9.02.094 | [STICKER | sticker warning | PV |  | 72301
9.02.095 | [MANUAL | manual MFM/MFC Industrial Ger. | MV01 |  | 72301
9.02.096 | [STICKER | top sticker pressure BHT | PV |  | 72301
9.02.097 | [LEAFLET | leaflet analizer applications | PV |  | 72301
9.02.098 | [MANUAL | manual COMBI-FLOW French | MV01 |  | 72301
9.02.099 | [ENVELOPE | 1/3 A4 envelope without screen | PV |  | 72301
9.02.102 | [MANUAL | manual MFM/MFC Euro French | MV01 |  | 72301
9.02.103 | [MANUAL | manual MFM/MFC Industrial Fre. | MV01 |  | 72301
9.02.104 | [TABLE | gas conversion table French | PV |  | 72301
9.02.105 | [MANUAL | sales conditions | MV01 |  | 72301
9.02.106 | [MANUAL | manual COMBI-FLOW English | MV01 |  | 72301
9.02.107 | [MANUAL | manual single channel FA/FB En | MV01 |  | 72301
9.02.108 | [MANUAL | manual single channel FC/FD En | MV01 |  | 72301
9.02.109 | [TABLE | gas conversion table Dutch | PV |  | 72301
9.02.110 | [STICKER | sticker low delta P flow | PV |  | 72301
9.02.111 | [STICKER | sticker EL-PRESS | PV |  | 72301
9.02.112 | [STICKER | sticker EL-FLOW | PV |  | 72301
9.02.113 | [STICKER | sticker Lo-Flow | PV |  | 72301
9.02.114 | [STICKER | sticker COMBI-FLOW | PV |  | 72301
9.02.115 | [STICKER | sticker IN-FLOW | PV |  | 72301
9.02.116 | [STICKER | sticker EX-FLOW | PV |  | 72301
9.02.117 | [MANUAL | translatinginstructions manual | MV01
9.02.118 | [MANUAL | manual EX-FLOW | MV01 |  | 72301
9.02.119 | [MANUAL | manual E-5500 English | MV01 |  | 72301
9.02.120 | [MANUAL | manual E-5500 German | MV01 |  | 72301
9.02.121 | [MANUAL | manual E-5600-FA/FB German | MV01 |  | 72301
9.02.122 | [MANUAL | manual E-5600-FC/FD German | MV01 |  | 72301
9.02.123 | [MANUAL | manual EX-FLOW | MV01 |  | 72301
9.02.124 | [PROSPECT | prospect low delta P German | PV |  | 72301
9.02.125 | [TABLE | gas conversion table English | PV |  | 72301
9.02.126 | [MANUAL | manual EX-FLOW | MV01 |  | 72301
9.02.127 | [PROSPECT | prospect pressure English | PV |  | 72301
9.02.128 | [LEAFLET | leaflet single channel German | PV |  | 72301
9.02.129 | [MANUAL | manual E-6000 general English | MV01 |  | 72301
9.02.130 | [MANUAL | manual E-6000 section 2 Eng. | MV01 |  | 72301
9.02.131 | [MANUAL | manual page for specials | MV01 |  | 72301
9.02.132 | [MANUAL | manual E-6000 section 3 Eng. | MV01 |  | 72301
9.02.133 | [MANUAL | manual control valve | MV01 |  | 72301
9.02.134 | [STICKER | sticker EX plug-in unit 28HP | PV |  | 70606
9.02.135 | [MANUAL | manual E-5600 EX-FLOW | MV01 |  | 72301
9.02.136 | [MANUAL | manual E-6000 section 4 Eng. | MV01 |  | 72301
9.02.137 | [MANUAL | manual MFC Euro II | MV01 |  | 72301
9.02.138 | [ | =9.22.082 | PV
9.02.139 | [LABEL | label CIL-200-V ref 01-6073-91 | PV |  | 70124
9.02.140 | [LEAFLET | leaflet low delta P English | PV |  | 72301
9.02.141 | [MANUAL | manual E-6000 section 5 Eng. | MV01 |  | 72301
9.02.142 | [DRAWING | QA-document | PV |  | 72301
9.02.143 | [LEAFLET | leaflet single channel English | PV |  | 72301
9.02.144 | [LEAFLET | leaflet FLOW-BUS German | PV |  | 72301
9.02.145 | [LEAFLET | leaflet FLOW-BUS English | PV |  | 72301
9.02.146 | [MANUAL | manual E-6000 section 1 Eng. | MV01 |  | 72301
9.02.147 | [MANUAL | manual E-6000 section 6 Eng. | MV01 |  | 72301
9.02.148 | [MANUAL | manual Carlo Erba Strument. | MV01 |  | 72301
9.02.149 | [MANUAL | manual addition Euro II Eng. | MV01 |  | 72301
9.02.150 | [MANUAL | manual addition Euro II German | MV01 |  | 72301
9.02.151 | [LEAFLET | leaflet single channel French | PV |  | 72301
9.02.152 | [LEAFLET | leaflet FLOW-BUS French | PV |  | 72301
9.02.153 | [SHEET | specification sheet F-201C | PV |  | 72301
9.02.154 | [DRAWING | registration chemicals | PV |  | 72301
9.02.155 | [DRAWING | registration gases | PV |  | 72301
9.02.156 | [PROSPECT | general prospect German | PV |  | 72301
9.02.157 | [SHEET | specification sheet P-502C | PV |  | 72301
9.02.158 | [SHEET | specification sheet F-112I | PV |  | 72301
9.02.159 | [SHEET | specification sheet F-810 | PV |  | 72301
9.02.160 | [SHEET | specification sheet F-130X | PV |  | 72301
9.02.161 | [FRONT | front financial report Innopr. | PV
9.02.162 | [FRONT | front all financial reports | PV
9.02.163 | [FRONT | front financial report Instrut | PV
9.02.164 | [TABLE | gas conversion table English | PV |  | 72301
9.02.165 | [MANUAL | manual C10-module | MV01 |  | 72301
9.02.166 | [MANUAL | manual C31-module | MV01 |  | 72301
9.02.167 | [MANUAL | manual S6-board | MV01 |  | 72301
9.02.168 | [MANUAL | manual A-module | MV01 |  | 72301
9.02.169 | [TABLE | gas conversion table English | PV |  | 72301
9.02.170 | [FRONT | front financial report Veloc | PV
9.02.171 | [MANUAL | manual EPT/EPC French | MV01 |  | 72301
9.02.172 | [DRAWING | exchange Delft | PV |  | 72301
9.02.173 | [DRAWING | advertising Dutch | PV |  | 72301
9.02.174 | [LEAFLET | leaflet inlet filter English | PV |  | 72301
9.02.175 | [MANUAL | manual addition Aixtron | MV01 |  | 72301
9.02.176 | [MANUAL | manual EX-FLOW German | MV01 |  | 72301
9.02.177 | [MANUAL | manual F-201C Ucar English | MV01 |  | 72301
9.02.178 | [TABLE | gas conversion table English | PV |  | 72301
9.02.179 | [LEAFLET | leaflet filter COMBI-FLOW Eng. | PV |  | 72301
9.02.180 | [MANUAL | manual E-5000 supply English | MV01 |  | 72301
9.02.181 | [DRAWING | document overtime | PV
9.02.182 | [SHEET | training sheets valves | PV
9.02.183 | [DRAWING | logo at boxes | PV |  | 72301
9.02.184 | [DRAWING | telephone document | PV |  | 72301
9.02.185 | [DRAWING | manual registration document | PV |  | 72301
9.02.186 | [DRAWING | test document MFC Euro gas | PV
9.02.187 | [DRAWING | test document MFC Euro liquid | PV
9.02.188 | [DRAWING | system test document | PV
9.02.189 | [MANUAL | manual E-6000 update English | MV01 |  | 72301
9.02.190 | [TABLE | gas conversion table English | PV |  | 72301
9.02.191 | [MANUAL | manual electr.design environm. | MV01 |  | 72301
9.02.192 | [SHEET | training sheets mechatronics | PV |  | 72301
9.02.193 | [DRAWING | advertising English | PV |  | 72301
9.02.194 | [MANUAL | manual calibrator English | MV01 |  | 72301
9.02.195 | [DRAWING | dimensions COMBI-FLOW | PV |  | 72301
9.02.196 | [DRAWING | parameters for polynomal func. | PV |  | 72301
9.02.197 | [SHEET | sheets coriolis MFM | PV |  | 72301
9.02.198 | [LEAFLET | leaflet LIQUI-FLOW | PV |  | 72301
9.02.199 | [LEAFLET | leaflet CEM | PV |  | 72301
9.02.200 | [LABEL | disc label | PV |  | 72301
9.02.201 | [MANUAL | manual calibrator Dutch | MV01 |  | 72301
9.02.202 | [TABLE | gas conversion table Dutch | PV |  | 72301
9.02.203 | [LEAFLET | leaflet filter COMBI-FLOW Ger. | PV |  | 72301
9.02.204 | [MANUAL | manual E-6000 English | MV01 |  | 72301
9.02.205 | [MANUAL | manual E-6000 host English | MV01 |  | 72301
9.02.206 | [PRICELIST | pricelist | PV |  | 72301
9.02.207 | [MANUAL | manual reading design manual | MV01 |  | 72301
9.02.208 | [LEAFLET | leaflet E-5115 English | PV |  | 72301
9.02.209 | [SHEET | sheets design of manuals | PV |  | 72301
9.02.210 | [MANUAL | manual E-5000 English | MV01 |  | 72301
9.02.211 | [LEAFLET | leaflet in-line filter Italian | PV |  | 72301
9.02.212 | [MANUAL | manual addition MFM Industrial | MV01 |  | 72301
9.02.213 | [LEAFLET | leaflet LIQUI-FLOW German | PV |  | 72301
9.02.214 | [LEAFLET | leaflet LIQUI-FLOW Italian | PV |  | 72301
9.02.215 | [ | =9.22.068 | PV
9.02.216 | [ | =9.22.069 | PV
9.02.217 | [ | =9.22.070 | PV
9.02.218 | [ | =9.22.071 | PV
9.02.219 | [DRAWING | document disapproved material | PV |  | 72301
9.02.220 | [DRAWING | test document F-202AC/F-002AC | PV
9.02.221 | [LEAFLET | leaflet MFM/MFC/EPC French | PV |  | 72301
9.02.222 | [DRAWING | hook-up diagram LIQUI-FLOW | PV |  | 72301
9.02.223 | [MANUAL | manual PC/FLOW-BUS interface E | MV01 |  | 72301
9.02.224 | [MANUAL | manual E-7102/E-7302 English | MV01 |  | 72301
9.02.225 | [LEAFLET | leaflet MFM/MFC/EPC German | PV |  | 72301
9.02.226 | [LEAFLET | leaflet MFM/MFC/EPC French | PV |  | 72301
9.02.227 | [MANUAL | manual LIQUI-FLOW English | MV01 |  | 72301
9.02.228 | [PROSPECT | HI-TEC bulletin september 1992 | PV |  | 72301
9.02.229 | [ | =9.22.001 | PV
9.02.230 | [MANUAL | manual power supply BRO-4 | MV01 |  | 72301
9.02.231 | [PROSPECT | prospect digital MFM/MFC Ger. | PV |  | 72301
9.02.232 | [MANUAL | customer system descr. X40/X42 | MV01 |  | 72301
9.02.233 | [MANUAL | customer system descr. X50/X52 | MV01 |  | 72301
9.02.234 | [MANUAL | customer system descr. X51/X53 | MV01 |  | 72301
9.02.235 | [DRAWING | packing method | PV
9.02.236 | [TABLE | viscosity table German | PV |  | 72301
9.02.238 | [DRAWING | test document electronics | PV |  | 72301
9.02.239 | [DRAWING | documents training pressure | PV
9.02.240 | [DRAWING | hook-up diagram ext. signal | PV |  | 72301
9.02.241 | [DRAWING | hook-up diagram ext. signal | PV |  | 72301
9.02.242 | [DRAWING | advertising Dutch | PV |  | 72301
9.02.243 | [MANUAL | manual addition MFC Industrial | MV01 |  | 72301
9.02.244 | [ | =9.22.072 | PV
9.02.245 | [MANUAL | manual portable blending dev. | MV01 |  | 72301
9.02.246 | [DRAWING | test document F-001AC/F-003C | PV |  | 72301
9.02.247 | [DRAWING | document incoming materials | PV |  | 72301
9.02.248 | [DRAWING | documents training seals/body | PV
9.02.249 | [SHEET | sheets reading 1993 | PV |  | 72301
9.02.250 | [SHEET | sheets reading 1993 | PV |  | 72301
9.02.251 | [LEAFLET | leaflet E-5115/E-5315 French | PV |  | 72301
9.02.252 | [SHEET | sheets BASF German | PV |  | 72301
9.02.253 | [SHEET | sheets history BHT German | PV |  | 72301
9.02.254 | [DRAWING | text Metco calibrator I | PV
9.02.255 | [DRAWING | text Metco calibrator II | PV
9.02.256 | [LEAFLET | leaflet in-line filter German | PV |  | 72301
9.02.257 | [SHEET | sheets history BHT English | PV |  | 72301
9.02.258 | [SHEET | sheets sensor technology | PV |  | 72301
9.02.259 | [DOCUMENT | doc. returning instruments (D) | MV01 |  | 72301
9.02.260 | [MANUAL | manual EX-FLOW Pacific Eng. | MV01 |  | 72301
9.02.261 | [DRAWING | documents training control | PV
9.02.262 | [MANUAL | manual E-6000 I/O-module Eng. | MV01 |  | 72301
9.02.263 | [MANUAL | manual E-6000 T/A-module Eng. | MV01 |  | 72301
9.02.264 | [MANUAL | manual E-6000 AD/DA-module Eng | MV01 |  | 72301
9.02.265 | [MANUAL | manual power supply BRO-6 Eng. | MV01 |  | 72301
9.02.266 | [DRAWING | test document E-6000 | PV |  | 72301
9.02.267 | [SHEET | sheets reading | PV |  | 72301
9.02.268 | [MANUAL | manual chromatography cont.Eng | MV01 |  | 72301
9.02.269 | [ | =9.22.073 | PV
9.02.270 | [DRAWING | test document F-004C Dutch | PV |  | 72301
9.02.271 | [MANUAL | manual addition P-507X English | MV01 |  | 72301
9.02.272 | [MANUAL | manual addition P-507X German | MV01 |  | 72301
9.02.273 | [MANUAL | manual CEM English | MV01 |  | 72301
9.02.274 | [MANUAL | manual GEM Draw Dutch | MV01 |  | 72301
9.02.275 | [DOCUMENT | document returning instr. Eng. | MV01 |  | 72301
9.02.276 | [DOCUMENT | document returning instr. Fr. | MV01 |  | 72301
9.02.277 | [LEAFLET | leaflet in-line filter French | PV |  | 72301
9.02.278 | [LEAFLET | leaflet COMBI-FLOW filter Fr. | PV |  | 72301
9.02.279 | [MANUAL | manual single channel mod. Eng | MV01 |  | 72301
9.02.280 | [MANUAL | manual single channel mod. Ger | MV01 |  | 72301
9.02.281 | [MANUAL | manual medium flow mixer Eng. | MV01 |  | 72301
9.02.282 | [LEAFLET | leaflet CEM German | PV |  | 72301
9.02.283 | [MANUAL | manual FLOW-BUS standard Eng. | MV01 |  | 72301
9.02.284 | [LEAFLET | leaflet E-5115/E-5315 English | PV |  | 72301
9.02.285 | [LEAFLET | leaflet MFM/MFC/EPC Italian | PV |  | 72301
9.02.286 | [LEAFLET | leaflet E-5115 German | PV |  | 72301
9.02.287 | [LEAFLET | leaflet E-5514 | PV |  | 72301
9.02.288 | [DRAWING | configuration Calsys3 English | PV |  | 72301
9.02.289 | [LEAFLET | leaflet E-5514 French | PV |  | 72301
9.02.290 | [PROSPECT | prospect low delta P flow Fr. | PV |  | 72301
9.02.291 | [LEAFLET | leaflet calibrator English | PV |  | 72301
9.02.292 | [LEAFLET | leaflet F-116/F-206 English | PV |  | 72301
9.02.293 | [MANUAL | manual E-6000 R/C-module Eng. | MV01 |  | 72301
9.02.294 | [PROSPECT | Interkama bulletin 1993 German | PV |  | 72301
9.02.295 | [PROSPECT | prospect wafer program German | PV |  | 72301
9.02.296 | [SHEET | sheets LIQUI-FLOW English | PV |  | 72301
9.02.297 | [MANUAL | manual EPT/EPC German | MV01 |  | 72301
9.02.298 | [MANUAL | manual single channel HA Eng. | MV01 |  | 72301
9.02.299 | [DRAWING | calibration EX-FLOW MFM Ger. | PV |  | 72301
9.02.300 | [MANUAL | manual E-6000 German | MV01 |  | 72301
9.02.301 | [SHEET | sheets reading 1994 | PV |  | 72301
9.02.302 | [SHEET | sheets reading 1994 | PV |  | 72301
9.02.303 | [LEAFLET | leaflet mu-Flow English | PV |  | 72301
9.02.304 | [LEAFLET | leaflet liquid English | PV |  | 72301
9.02.305 | [MANUAL | manual LIQUI-FLOW German | MV01 |  | 72301
9.02.306 | [LEAFLET | leaflet specifications German | PV |  | 72301
9.02.307 | [LEAFLET | leaflet IN-FLOW French | PV |  | 72301
9.02.308 | [MANUAL | manual addition MFC Euro 24V E | MV01 |  | 72301
9.02.309 | [LEAFLET | leaflet polynomal calibr. Eng. | PV |  | 72301
9.02.310 | [SHEET | specification sheet F-201D Eng | PV
9.02.311 | [MANUAL | manual F-201C English | MV01 |  | 72301
9.02.312 | [CARD | card standard FLOW-BUS Dutch | PV |  | 72301
9.02.313 | [LEAFLET | leaflet EL-FLOW digital Eng. | PV |  | 72301
9.02.314 | [LEAFLET | leaflet FLOW-BUS English | PV |  | 72301
9.02.315 | [DRAWING | mixture configurations | PV |  | 72301
9.02.316 | [DRAWING | documents training MFM Dutch | PV
9.02.317 | [DRAWING | customer system descr. E-5600 | PV |  | 72301
9.02.318 | [MANUAL | manual calibrator English | MV01 |  | 72301
9.02.319 | [STICKER | sticker MFM/MFC/EPC | PV |  | 72301
9.02.320 | [SHEET | sheets reading | PV |  | 72301
9.02.321 | [SHEET | sheet multi channel mixer | PV |  | 72301
9.02.322 | [MANUAL | manual modular MFM/MFC English | MV01 |  | 72301
9.02.323 | [MANUAL | manual modular MFM/MFC English | MV01 |  | 72301
9.02.324 | [DRAWING | hook-up diagram | PV |  | 72301
9.02.325 | [LEAFLET | leaflet F-116/F-206 German | PV |  | 72301
9.02.326 | [LEAFLET | leaflet L0 German | PV |  | 72301
9.02.327 | [LEAFLET | leaflet liquid German | PV |  | 72301
9.02.328 | [MANUAL | manual A-module English | MV01 |  | 72301
9.02.329 | [SHEET | sheets reading | PV |  | 72301
9.02.330 | [DRAWING | program meeting 10 nov. 1994 | PV |  | 72301
9.02.331 | [SHEET | sheets reading | PV |  | 72301
9.02.332 | [SHEET | sheets reading | PV |  | 72301
9.02.333 | [ |  | PV
9.02.334 | [DRAWING | text English | PV |  | 72301
9.02.335 | [MANUAL | manual E-5115/E-5315 English | MV01 |  | 72301
9.02.336 | [DRAWING | wiring diagram heat exchanger | PV |  | 72301
9.02.337 | [SHEET | specification sheet LIQUI-FLOW | PV |  | 72301
9.02.338 | [DRAWING | test document LIQUI-FLOW | PV |  | 72301
9.02.339 | [SHEET | specification sheet Fisons | PV |  | 72301
9.02.340 | [DRAWING | text for reading Sensor'95 Eng | PV |  | 72301
9.02.341 | [SHEET | sheets reading 1995 | PV |  | 72301
9.02.342 | [SHEET | sheets reading 1995 | PV |  | 72301
9.02.343 | [SHEET | sheets reading 1995 | PV |  | 72301
9.02.344 | [DRAWING | test document English | PV |  | 72301
9.02.345 | [SHEET | sheets reading semicaloric pr. | PV |  | 72301
9.02.346 | [SHEET | sheets reading introduction | PV |  | 72301
9.02.347 | [DOCUMENT | document EPC Euro English | PV |  | 72301
9.02.348 | [DRAWING | test document F-003AC | PV
9.02.349 | [SHEET | sheets reading logistics | PV |  | 72301
9.02.350 | [SHEET | sheets reading quality | PV |  | 72301
9.02.351 | [DRAWING | MFM German | PV |  | 72301
9.02.352 | [DRAWING | hook-up diagram digital contr. | PV |  | 72301
9.02.353 | [DRAWING | text for Euro CVD Italy Eng. | PV |  | 72301
9.02.354 | [DRAWING | text Metco calibrator | PV
9.02.355 | [MANUAL | manual modular MFM/MFC English | MV01 |  | 72301
9.02.356 | [MANUAL | manual E-5500 French | MV01 |  | 72301
9.02.357 | [SHEET | sheet | PV |  | 72301
9.02.358 | [DRAWING | text training | PV |  | 72301
9.02.359 | [LEAFLET | application bulletin leak det. | PV |  | 72301
9.02.360 | [LEAFLET | application bulletin gas mix. | PV |  | 72301
9.02.361 | [DRAWING | text training LIQUI-FLOW | PV |  | 72301
9.02.362 | [MANUAL | manual modular MFM/MFC Fisons | MV01 |  | 72301
9.02.363 | [PAPER | Z-fold chart 15m for 3021 | PRMA |  | 72501
9.02.364 | [MANUAL | manual modular MFM/MFC English | MV01 |  | 72301
9.02.366 | [LEAFLET | leaflet polynomal calibration | PV |  | 72301
9.02.367 | [SHEET | sheet thermal MFM/MFC | PV
9.02.369 | [LEAFLET | leaflet F-004C | PV |  | 72301
9.02.370 | [DRAWING | test document F-003BC | PV |  | 72301
9.02.371 | [DRAWING | advertising innovation | PV |  | 72301
9.02.372 | [ | =9.22.002 | PV
9.02.373 | [SHEET | sheet fuel injection | PV |  | 72301
9.02.374 | [MANUAL | manual KWU | MV01 |  | 72301
9.02.375 | [MANUAL | manual KWU | MV01 |  | 72301
9.02.376 | [MANUAL | manual KWU | MV01 |  | 72301
9.02.377 | [MANUAL | manual KWU | MV01 |  | 99999
9.02.378 | [MANUAL | manual KWU | MV01 |  | 72301
9.02.379 | [DOCUMENT | document MFM/MFC Euro English | PV |  | 72301
9.02.380 | [MANUAL | manual FIS-001P English | MV01 |  | 72301
9.02.381 | [MANUAL | manual FIS-001F English | MV01 |  | 72301
9.02.382 | [MANUAL | manual FIS-003P/FIS-004P Eng. | MV01 |  | 72301
9.02.383 | [LEAFLET | leaflet E-7000 English | PV |  | 72301
9.02.384 | [PAPER | ABB paper for SE430 ZB616-100 | OFFI |  | 71638
9.02.385 | [PAPER | ABB paper for SE124 ZB597 | OFFI |  | 71638
9.02.386 | [DOCUMENT | document EC decl. E-7000 Eng. | PV |  | 72301
9.02.387 | [DOCUMENT | document EC decl.F-100/200 Eng | PV |  | 72301
9.02.388 | [DOCUMENT | document EC decl. E-7000 Ger. | PV |  | 72301
9.02.389 | [DOCUMENT | document EC decl.F-100/200 Ger | PV |  | 72301
9.02.390 | [DOCUMENT | document EX-FLOW head German | PV |  | 72301
9.02.391 | [MANUAL | appendix DMFM/DMFC English | MV01 |  | 72301
9.02.392 | [MANUAL | appendix FLOW-BUS English | MV01 |  | 72301
9.02.393 | [DOCUMENT | document COMBI-FLOW English | PV |  | 72301
9.02.394 | [ | =9.22.067 | PV
9.02.395 | [DOCUMENT | document MFM/MFC Industr. Eng. | PV |  | 72301
9.02.396 | [ | =9.22.045 | PV
9.02.397 | [ | =9.22.046 | PV
9.02.398 | [ | =9.22.047 | PV
9.02.399 | [ | =9.22.048 | PV
9.02.400 | [ | =9.22.049 | PV
9.02.401 | [ | =9.22.050 | PV
9.02.402 | [ | =9.22.051 | PV
9.02.403 | [ | =9.22.059 | PV
9.02.404 | [ | =9.22.058 | PV
9.02.405 | [ | =9.22.052 | PV
9.02.406 | [ | =9.22.062 | PV
9.02.407 | [ | =9.22.015 | PV
9.02.408 | [ | =9.22.016 | PV
9.02.409 | [LABEL | label "220Vac/50-60Hz" | PV |  | 70504
9.02.410 | [ | =9.22.017 | PV
9.02.411 | [ | =9.22.018 | PV
9.02.412 | [LABEL | label "0-20mA" | PV |  | 71125
9.02.413 | [LABEL | label "4-20mA" | PV |  | 71125
9.02.414 | [MANUAL | manual E-7000 English | MV01 |  | 72301
9.02.415 | [DOCUMENT | document annual report 1995(N) | PV
9.02.416 | [MANUAL | modular MFC nr.95.90643 (E) | MV01 |  | 72301
9.02.417 | [FORM | EC declar instrument (D/E/F) | PV
9.02.418 | [LABEL | label cable | PV
9.02.419 | [MANUAL | manual EX-FLOW English | MV01 |  | 72301
9.02.420 | [DOCUMENT | document EMC requirements (E) | PV |  | 72301
9.02.421 | [FORM | form EC declar housings(D/E/F) | PV
9.02.423 | [ | =9.22.053 | PV
9.02.424 | [SHEETS | sheet new years speech 1996 | PV
9.02.425 | [SHEETS | sheet new years speech 1996 | PV
9.02.426 | [MANUAL | manual Mondomix (E) | MV01
9.02.427 | [MANUAL | manual R/C module KWU (D) | MV01
9.02.428 | [FORM | BHT profile | PV |  | 72301
9.02.429 | [ | =9.22.004 | PV
9.02.430 | [ | =9.22.013 | PV
9.02.431 | [LABEL ALZIC | Alzicht label 65mm red | PV |  | 71204
9.02.432 | [ | =9.22.005 | PV
9.02.434 | [FORM | pc board lay-out L0 | PV
9.02.435 | [ | =9.22.006 | PV
9.02.436 | [DRAWING | connector assy LIQUI-FLOW | PV
9.02.437 | [MANUAL COVE | manual cover | MV01 |  | 72301
9.02.438 | [MANUAL | intro. MFM and adjustment | MV01
9.02.439 | [MANUAL | manual FM3/FM4 English | MV01
9.02.440 | [SHEETS | sales meeting EX-FLOW | PV
9.02.441 | [SHEETS | sales meeting EL-FLOW | PV
9.02.442 | [MANUAL | modular MFM/MFC FM9/VM1 | MV01
9.02.443 | [SHEETS | sales meeting Calsys | PV
9.02.444 | [SHEETS | sales meeting | PV
9.02.445 | [ | =9.22.074 | PV
9.02.446 | [FORM | hook-up diagram heater MFM Ind | PV
9.02.447 | [MANUAL | manual E-5700 English | MV01 |  | 72301
9.02.448 | [SHEETS | sheets W.J. | PV
9.02.449 | [ | =9.22.056 | PV
9.02.450 | [MANUAL | modular MFM/MFC Balzers | MV01
9.02.451 | [MANUAL | modular MFM/MFC 5V (E) | MV01
9.02.452 | [MANUAL | modular MFM/MFC 10V (E) | MV01
9.02.453 | [SHEETS | sheet new years speech 1996 | PV
9.02.454 | WAY-BILL | way-bill type A | PV |  | 70235
9.02.455 | [SHEETS | sheet F-004 | PV
9.02.456 | [MANUAL | manual RS232/FLOW-BUS conv.Eng | MV01 |  | 99999
9.02.457 | [FORM | declar of conformity E-7000 EX | PV
9.02.458 | [DRAWING | dimension E5700 14TE table top | PV
9.02.459 | [DRAWING | dimension E-5700 16TE panel | PV
9.02.460 | [DRAWING | dimension E-5700 42TE rack | PV
9.02.461 | [DRAWING | dimension E5700 42TE table top | PV
9.02.462 | [DRAWING | dimension E-5700 84TE rack | PV
9.02.463 | [DRAWING | dimension E5700 84TE table top | PV
9.02.464 | [ | =9.22.007 | PV
9.02.465 | [MANUAL | manual modular MFM 24V supply | MV01
9.02.466 | [MANUAL | manual E-7000 German | MV01 |  | 72301
9.02.467 | [SHEET | assembly 2 channel EX system | PV
9.02.468 | [LEAFLET | CEM liquid delivery system fra | PV
9.02.469 | [FORM | Crista MFM descript/testreport | PV
9.02.470 | [MANUAL | modular EPM/EPC | MV01
9.02.471 | [MANUAL | calibrator s/n 960174 | MV01
9.02.472 | [MANUAL | manual base E-7000 English | MV01 |  | 72301
9.02.473 | [MANUAL | manual E-7000 app. E-7000 Eng. | MV01 |  | 72301
9.02.474 | [MANUAL | manual E-7000 appendix E-7001 | MV01 |  | 72301
9.02.475 | [MANUAL | manual E-7000 appendix E-7002 | MV01 |  | 72301
9.02.476 | [MANUAL | manual E-7000 appendix EX-FLOW | MV01 |  | 72301
9.02.477 | [MANUAL | manual E-7000 appendix CEM | MV01 |  | 72301
9.02.478 | [ | =9.22.054 | PV
9.02.479 | [ | =9.22.055 | PV
9.02.480 | [LEAFLET | leaflet L3 new | PV
9.02.481 | [ | =9.22.024 | PV
9.02.482 | [ | =9.22.066 | PV
9.02.483 | [MANUAL | manual high temp valve English | MV01 |  | 72301
9.02.484 | [ | =9.22.075 | PV
9.02.485 | [MANUAL | manual KWU E-7001 German | MV01
9.02.486 | [ | =9.22.008 | PV
9.02.487 | [ | =9.22.009 | PV
9.02.488 | [MANUAL | manual CEM English | MV01 |  | 72301
9.02.489 | [LEAFLET | leaflet L3 new English | PV
9.02.490 | [LEAFLET | leaflet L3 new Italian | PV
9.02.491 | [MANUAL | manual KWU EX-FLOW English | MV01 |  | 99999
9.02.492 | [LEAFLET | leaflet EL-FLOW digital German | PV
9.02.494 | [ | =9.22.065 | PV
9.02.495 | [LEAFLET | leaflet L3 new French | PV
9.02.496 | [MANUAL | manual MFM/MFC EX-FLOW Eng. | MV01 |  | 72301
9.02.497 | [LEAFLET | leaflet E-5700 English | PV
9.02.498 | [MANUAL | manual mu-Flow English | MV01 |  | 99999
9.02.499 | [ARTICLE | article sensor 97 | PV
9.02.500 | [LEAFLET | leaflet EX-FLOW English | PV
9.02.501 | [ | =9.22.003 | PV
9.02.502 | [ | =9.22.001 | PV
9.02.503 | [MANUAL | manual KWU F4 Flow/alarm Ger. | MV01
9.02.504 | [ | =9.22.076 | PV
9.02.505 | [ | =9.22.077 | PV
9.02.506 | [MANUAL | table of contents KWU German | MV01
9.02.507 | [MANUAL | connection diagram KWU German | MV01
9.02.508 | [LEAFLET | portable calibrator German | PV
9.02.509 | [SHEETS | presentation W.B. German | PV
9.02.510 | [ | =9.22.010 | PV
9.02.511 | [ | =9.22.011 | PV
9.02.512 | [MANUAL | modular MFC BLZ-301F English | MV01
9.02.513 | [MANUAL | modular MFC Philips English | MV01
9.02.514 | [MANUAL | modular MFM\MFC 96.20.681 | MV01
9.02.515 | [MANUAL | modular control valve VM1/VM2 | MV01
9.02.516 | [MANUAL | modular EPM/EPC PM1 English | MV01
9.02.517 | [MANUAL | manual LIQUI-FLOW L30 English | MV01 |  | 72301
9.02.518 | [MANUAL | manual DMFM/DMFC English | MV01 |  | 72301
9.02.519 | [ | =9.22.078 | PV
9.02.520 | [ | =9.22.014 | PV
9.02.521 | [MANUAL | manual DMFM/DMFC English | MV01 |  | 72301
9.02.522 | [MANUAL | manual E-7000 for DMFM/DMFC En | MV01 |  | 72301
9.02.523 | [MANUAL | handling CEM Vac | MV01
9.02.524 | [MANUAL | handling CEM NoVac | MV01
9.02.525 | [PAPER BHT | front page BHT A4 250grs | PV |  | 72301
9.02.526 | [ | =9.22.019 | PV
9.02.527 | [ | =9.22.020 | PV
9.02.528 | [ | =9.22.021 | PV
9.02.529 | [ | =9.22.022 | PV
9.02.530 | [MANUAL | manual KWU F4 Flow/alarm Eng. | MV01 |  | 99999
9.02.531 | [MANUAL | manual E-7000 | MV01 |  | 72301
9.02.532 | [ | =9.22.060 | PV
9.02.533 | [MANUAL | manual WFM MFM English | MV01
9.02.534 | [ | =9.17.001 | PV
9.02.535 | [ | =9.22.079 | PV
9.02.536 | [ | =9.22.080 | PV
9.02.537 | [MANUAL | manual E-5700 French | MV01 |  | 72301
9.02.538 | [MANUAL APP. | Euro MFM/MFC hook-up diagr. En | MV01 |  | 99999
9.02.539 | [MANUAL | manual E-5700 English | MV01 |  | 72301
9.02.540 | [ | =9.18.010 | PV
9.02.541 | [ | =9.16.010 | PV
9.02.542 | [MANUAL | manual DEPM/DEPC English | MV01 |  | 72301
9.02.543 | [ | =9.16.001 | PV
9.02.544 | [ | =9.16.002 | PV
9.02.545 | [ | =9.16.003 | PV
9.02.546 | [ | =9.16.004 | PV
9.02.547 | [ | =9.16.005 | PV
9.02.548 | [ | =9.16.006 | PV
9.02.549 | [ | =9.16.007 | PV
9.02.550 | [ | =9.16.008 | PV
9.02.551 | [MANUAL | manual R/C module KWU (E) | MV01 |  | 99999
9.02.552 | [MANUAL | connection diagram KWU English | MV01 |  | 99999
9.02.553 | [MANUAL APP. | hookup diagram I-style MFM/MFC | MV01
9.02.554 | [ | =9.21.001 | PV
9.02.555 | [ | =9.18.006 | PV
9.02.556 | [ | =9.18.007 | PV
9.02.557 | [ | =9.18.002 | PV
9.02.558 | [ | =9.18.001 | PV
9.02.559 | [ | =9.18.003 | PV
9.02.560 | [ | =9.18.008 | PV
9.02.561 | [ | =9.18.005 | PV
9.02.562 | [ | =9.18.004 | PV
9.02.563 | [MANUAL | Table of contents KWU English | MV01 |  | 99999
9.02.564 | [MANUAL | Table of contents KWU German | MV01 |  | 99999
9.02.565 | [CARD | card "With compliments" | PV |  | 72301
9.02.566 | [FORM | BHT organization chart w names | PV
9.02.567 | [FOLDER | Cem and LIQUI-FLOW | PV
9.02.568 | [MANUAL | manual DMFM/DMFC (D) | MV01 |  | 72301
9.02.569 | [ | =9.22.023 | PV
9.02.570 | [MANUAL | KWU Siemens Durchfluß-und Druc | MV01 |  | 99999
9.02.571 | [CARD | card "With compliments" 95x55 | PV |  | 72301
9.02.572 | [CARD | visiting card blanc 95x55mm | PV |  | 72301
9.02.573 | [MANUAL | Handling CEM Vac (Du) | MV01 |  | 99999
9.02.574 | [MANUAL | Handling CEM Novac (Du) | MV01 |  | 99999
9.02.575 | [CERTIFICATE | Conformity certi. EX-LIQUI (D) | PV |  | 99999
9.02.576 | [CARD | Samson holiday card green | PV |  | 71115
9.02.577 | [MANUAL | start-up FLOW-BUS software | MV01 |  | 99999
9.02.578 | [FORM | hook-up diag.heater MFM Ind IV | PV |  | 99999
9.02.579 | [DRAWING | mounting position COMBI-FLOW | PV |  | 99999
9.02.580 | [MANUAL | MBC firmware download instr. | MV01 |  | 99999
9.02.581 | [FORM | hook-up diag.MFM redundant | PV |  | 99999
9.02.582 | [MANUAL | instal. instruction BHT label | PV |  | 99999
9.02.583 | [MANUAL | instal. procedure TEC B-452HS | PV |  | 99999
9.02.585 | [MANUAL | checking FLOW-BUS signal level | PV |  | 99999
9.02.586 | [DRAWING | mounting instruction F-106/107 | PV |  | 99999
9.02.592 | [PAPER | BCT paper"To your information" | MV01 |  | 72301
9.02.593 | [ENVELOPE | BCT A4 envelope with screen | MV01 |  | 72301
9.02.594 | [ENVELOPE | BCT 1/2 A4 envelope with scrn | MV01 |  | 72301
9.02.595 | [ENVELOPE | BCT A4 envelope without screen | MV01 |  | 72301
9.02.596 | [PAPER | BCT paper | MV01 |  | 72301
9.02.599 | [MANUAL COVE | manual cover BCT | MV01 |  | 72301
9.02.604 | [ENVELOPE | BCT order documents envelope | MV01 |  | 72301
9.02.606 | [PAPER | BHT certificate blanc | PRMA |  | 72301
9.03.019 | [IMAGE | image LM02 | PV
9.03.029 | [IMAGE | image mini CORI-FLOW ML EC | PV
9.06.001 | [CERTIFICATE | certificate X10 German | PV
9.06.002 | [CERTIFICATE | certificate X20 German | PV
9.06.003 | [CERTIFICATE | certificate X30 German | PV
9.06.004 | [CERTIFICATE | certificate coil XB | PV
9.06.005 | [CERTIFICATE | certificate X100 | PV
9.06.006 | [CERTIFICATE | certificate coil XA English | PV
9.06.007 | [CERTIFICATE | certificate IS33 English/Fr. | PV
9.06.008 | [CERTIFICATE | certificate IS33 German | PV
9.06.009 | [CERTIFICATE | certificate X30 English | PV
9.06.010 | [CERTIFICATE | certificate coil XC | PV
9.06.011 | [CERTIFICATE | certificate P-507X | PV
9.06.012 | [CERTIFICATE | certificate Stahl 9311 | PV
9.06.013 | [CERTIFICATE | certificate Stahl 9303 | PV
9.06.014 | [CERTIFICATE | translation (D) cert. XC-coil | PV
9.06.015 | [CERTIFICATE | cert. NEN3410 Zone2 LIQUI-FLOW | PV
9.06.016 | [CERTIFICATE | cert. NEN3410 Zone2 IN-FLOW | PV
9.06.017 | [CERTIFICATE | amendment cert. IN-FLOW | PV
9.06.018 | [CERTIFICATE | certificate EX-FLOW LIQUI LFM | PV
9.06.022 | [CERTIFICATE | DoC EX-readout | PV
9.06.023 | [CERTIFICATE | translation cert. EX LIQUI LFM | PV
9.06.025 | [CERTIFICATE | ATEX certificate P-507X | PV
9.06.029 | [CERTIFICATE | ATEX certificate Phoenix PI/EX | PV
9.06.031 | [CERTIFICATE | trsl (E)ATEX cert PhoenixPI/EX | PV
9.06.034 | [CERTIFICATE | ATEX cert. Bartec housing | PV
9.06.039 | [CERTIFICATE | EC DoC CEM power supply | PV
9.06.041 | [CERTIFICATE | EC DoC ATEX CAT3 M50R | PV
9.06.046 | [ATEX CAT3 | ATEX CAT3 Documentation BCT | PV
9.06.048 | [CERTIFICATE | EC TEC ATEX CAT3 CORI-FLOW | PV
9.06.050 | [CERTIFICATE | EU DoC ATEX CAT3 CORI-FLOW | PV
9.06.053 | [CERTIFICATE | EC DoC M1x/M5x pump BL58 | PV
9.06.060 | [CERTIFICATE | EC DoC M1X Badger ABB TEIP 11 | PV
9.06.061 | [CERTIFICATE | EC DoC M50R+RHM ATEX safe zone | PV
9.06.062 | [CERTIFICATE | EC DoC M50R+M5xE ATEX safezone | PV
9.06.067 | [CERTIFICATE | EC DoC instruments M+W ROHS | PV
9.06.070 | [EC DOC | EC DoC BCT P&G dosing skid | PV
9.07.001 | [FREON | freon tmc | PV |  | 71806
9.07.002 | [STICKY | adh.mat 660x1140 wit 4x60 vel | PV |  | 70214
9.07.006 | [PROPANOL | 2-propanol VLSI-grade | CHEM |  | 71612
9.07.009 | [CAST RESIN | Scotch cast resin | CHEM |  | 71805
9.07.010 | [CAST RESIN | Scotch cast resin | CHEM |  | 71805
9.07.013 | [SEALANT | G.Electric adhesive sealant | CHEM |  | 71805
9.07.017 | [KRYTOX | Du Pont Krytox 240AC 100g | PV |  | 71114
9.07.022 | [ARGON | Argon 4.6 | PV |  | 70809
9.07.027 | [AIR | Air | PV |  | 70809
9.07.031 | [NITRIC ACID | nitric acid 65% | PV |  | 70515
9.07.032 | [ELECTROLYTE | electrolyte E-268 A+E | PV |  | 71623
9.07.036 | [CLEANER | Genesolv 2004 cleaner | PV |  | 71811
9.07.039 | [HANDGLOVES | N-DEX handgloves size L blue | PV |  | 71806
9.07.046 | [ | = 9.07.008 | NONE
9.07.049 | [HANDGLOVES | N-DEX handgloves size M blue | PV |  | 71806
9.07.051 | [SILICONE | Elastosil E41 RTV-1 silicone | PV |  | 70606
9.07.100 | [GLUE | Loctite super glue-3 precision | PV
9.08.004 | [WIRE STRIPP | wire stripper 0.5-6.0mm PVC | PV |  | 70226
9.08.005 | [HANDLE | Xcelite tee handle | PV |  | 70226
9.08.006 | [KEY HEXAGON | Xcelite hexagon key 2.5mm | PV |  | 70226
9.08.007 | [KEY HEXAGON | Xcelite hexagon key 3.0mm | PV |  | 70226
9.08.008 | [KEY HEXAGON | Xcelite hexagon key 4.0mm | PV |  | 70226
9.08.009 | [KEY HEXAGON | Xcelite hexagon key 5.0mm | PV |  | 70226
9.08.012 | [SOLDERING | Weller sold. station WTCP-S | PV |  | 71806
9.08.014 | [SOLDERING | Weller gasket for VP801EC | PV |  | 71806
9.08.015 | [SOLDERING | Weller filter for VP801EC | PV |  | 71806
9.08.021 | [SOLDER | Billiton solder 60/40 d0.8mm | PV |  | 72601
9.08.023 | [SOLDERING | Weller soldering tip PT-A7 | PV |  | 71806
9.08.024 | [SOLDERING | Weller glass tube for VP801EC | PV |  | 71806
9.08.025 | [SCREWDRIVER | Gebra trimming screwdriver | PV |  | 70226
9.08.028 | [ | = 1.21.007 | NONE
9.08.064 | [WIRE STRIPP | adjustable wire stripper | PV |  | 70226
9.08.072 | [SCREWDRIVER | Panasonic srewdriver EY 6220 | TOOL |  | 70523
9.08.073 | [POWER PACK | PANASONIC power pack EY 9021 | TOOL |  | 70523
9.08.074 | [SOLDERING | Spirig solder sucking wick 1.9 | PV |  | 70523
9.08.082 | [SPANNER SET | Stahlwille spanner set 10a/11 | PV |  | 70226
9.08.145 | [SOLDER | Billiton solder 60/40 d1.0mm | CHEM |  | 70413
9.08.146 | [SOLDER | Billiton solder 60/40 d0.5mm | PV |  | 70413
9.08.160 | [SOLDERING | Weller sold. station WECP-20 | PV |  | 71806
9.08.164 | [HAMMER | Habero hammer 300g | PV |  | 70226
9.08.178 | [SOLDER | Witmetaal L-Sn62Pb38Ag2 d.35m | PV |  | 72601
9.08.189 | [VICE | Panavise upper(nylon grips) | TOOL |  | 70523
9.08.194 | [MULTIMETER | Robin multimeter AR 6008 | TOOL |  | 70523
9.08.196 | [PLCC TOOL | CK PLCC extraction tool 2371 | PV |  | 70523
9.08.205 | [SOLDERING | Weller sold. station WMD-3 | PV |  | 70523
9.08.206 | [SOLDERING | Weller desol.set DS80+AK20 | PV |  | 71806
9.08.208 | [SOLDERING | Weller sold. pencil LR21+KH20 | PV |  | 71806
9.08.209 | [SOLDERING | Weller sold. station WSD50 | PV |  | 71806
9.08.212 | [SUPPLY | Panasonic charger EY 0020 | TOOL |  | 70226
9.08.214 | [MEGGER | AVO insulation tester BM80/2 | PV |  | 72046
9.08.227 | [SOLDERING | cleaning tool needles | PV |  | 70523
9.08.236 | [TWEEZER | tweezer 71761 AM | PV |  | 70523
9.08.308 | [SOCKETWRENC | Gedore socketwrench 2133 3/8AF | TOOL |  | 70523
9.08.383 | [TORQUE | PB torque driver 0.4 - 2.0Nm | PV |  | 70724
9.09.001 | [FLOPPY DISC | 5.25" floppy disc DD 360k form | PV |  | 71204
9.09.002 | [FLOPPY DISC | 5.25" floppy disc HD 1M2 form. | PV |  | 71204
9.09.003 | [FLOPPY DISC | 3.5" floppy disc DD 720k form. | PV |  | 71204
9.09.004 | [FLOPPY DISC | 3.5" floppy disc HD 1M44 form. | PV |  | 70115
9.09.005 | [PEN | ABB felt pen red ZB536-74 | COSU |  | 71638
9.09.006 | [PEN | ABB felt pen blue ZB536-75 | COSU |  | 71638
9.09.007 | [PEN | ABB felt pen green ZB536-76 | COSU |  | 71638
9.09.008 | [RIBBON | ribbon cartridge Epson FX80 | PV |  | 70729
9.09.009 | [RIBBON | ribbon cartridge IBM 4202XL | PV |  | 70729
9.09.010 | [RIBBON | ribbon cartridge Star LC24-10 | PV |  | 70729
9.09.011 | [RIBBON | ribbon cartridge Star NB24-10 | PV |  | 71204
9.09.012 | [RIBBON | ribbon cartridge Star NB24-15 | PV |  | 71204
9.09.013 | [RIBBON | ribbon cartridge Star N15 | PV |  | 71204
9.09.014 | [RIBBON | ribbon cartridge Star LC10 | PV |  | 71204
9.09.015 | [CARTRIDGE | cartridge HP deskjet 51626A | PV |  | 71204
9.09.016 | [CARTRIDGE | cartridge HP LJ 3 | PV |  | 70729
9.09.017 | [CARTRIDGE | cartridge HP LJ 4 | COSU |  | 70729
9.09.018 | [TONER | toner unit for Jetfax M5 | PV |  | 71001
9.09.019 | [DRUM | drum unit for Jetfax M5 | PV |  | 71001
9.09.020 | [ | = 9.09.023 | PV
9.09.021 | [CARTRIDGE | HP DDS tape cleaning cartridge | PV |  | 70729
9.09.022 | [TAPE DDS | Sony DDS2 tape 4mm x 120m | COSU |  | 70115
9.09.024 | [CARTRIDGE | cartridge HP DJ 850C color | PV |  | 70729
9.09.025 | [CARTRIDGE | cartridge HP DJ 890C/895Cxi bl | PV |  | 70115
9.09.027 | [CARTRIDGE | cartridge HP 4V C3900A | PV |  | 70729
9.09.028 | [PEN | felt tip pen red for 3021 | COSU |  | 72501
9.09.029 | [PEN | felt tip pen green for 3021 | COSU |  | 72501
9.09.031 | [CARTRIDGE | cartridge HP C1823A | PV |  | 71204
9.09.032 | [CD-ROM | TDK rewritable CD-ROM | PV |  | 70729
9.09.033 | [TONER | toner for Minolta EP1080 | PV |  | 71001
9.09.034 | [TONER | toner for Minolta DI30 | PV |  | 71001
9.09.036 | [CARTRIDGE | cartridge HP DJ 6xx black | PV |  | 70729
9.09.037 | [CARTRIDGE | cartridge HP DJ 6xx color | PV |  | 70729
9.09.041 | [CARTRIDGE | QMS toner cartridge yellow | PV |  | 71943
9.09.042 | [CARTRIDGE | QMS toner cartridge magenta | PV |  | 71943
9.09.043 | [CARTRIDGE | QMS toner cartridge cyan | PV |  | 71943
9.09.044 | [CARTRIDGE | QMS toner cartridge black | PV |  | 71943
9.09.045 | [RIBBON | ribbon cartridge Epson LQ-1070 | PV |  | 70729
9.09.049 | [ | = 9.09.030 | PV
9.09.050 | [CARTRIDGE | DLT headcleaning cartridge1/2" | PV |  | 70729
9.09.051 | [CARTRIDGE | QMS Magicolor2 + oil bottle | PV |  | 71943
9.09.052 | [CARTRIDGE | QMS Magicolor2 + fuser cleaner | PV |  | 71943
9.09.053 | [CARTRIDGE | super DLT1 1/2" tape cartridge | PV |  | 71943
9.09.054 | [CARTRIDGE | super DLT1 1/2" cleaning tape | PV |  | 71943
9.09.055 | [CARTRIDGE | Minolta PagePro20 imaging unit | PV |  | 71943
9.09.057 | [CARTRIDGE | Sony datacartridge DDS-3 | COSU |  | 70729
9.09.061 | [DRUM | drum for Brother 7050N | PV |  | 71943
9.09.062 | [TONER | toner for Brother 7050N | PV
9.09.065 | [DVD+R | DVD+R 4-speed | PV |  | 71943
9.09.066 | [TONER | toner black Oki 5100/5200 | PV |  | 71943
9.09.067 | [TONER | toner cyaan Oki 5100/5200 | PV |  | 71943
9.09.068 | [TONER | toner magenta Oki 5100/5200 | PV |  | 71943
9.09.069 | [TONER | toner yellow Oki 5100/5200 | PV |  | 71943
9.09.071 | [TONER | tonerkit Oki 5100/5200 | PV |  | 71943
9.09.072 | [TONER | toner for Minoltafax 3800 | PV |  | 71943
9.09.073 | [TONER | toner black Oki 51/52/53/5400 | PV |  | 71943
9.09.074 | [TONER | toner cyaan Oki 51/52/53/5400 | PV |  | 71943
9.09.075 | [TONER | toner magenta Oki51/52/53/5400 | PV |  | 71943
9.09.076 | [TONER | toner yellow Oki 51/52/53/5400 | PV |  | 71943
9.09.078 | [CARDS | Oki business cards | PV |  | 71943
9.09.080 | [TONER | toner for HP 5100TN | NONE |  | 71943
9.09.081 | [TONER | toner cyaan for Bizhub C250 | COSU |  | 70875
9.09.082 | [TONER | toner black for Bizhub C250 | COSU |  | 70875
9.09.083 | [TONER | toner magenta for Bizhub C250 | COSU |  | 70875
9.09.084 | [TONER | toner yellow for Bizhub C250 | COSU |  | 70875
9.09.085 | [TONER | waste toner box Bizhub C250 | COSU |  | 70875
9.09.086 | [TONER | toner for Bizhub 250 | COSU |  | 70875
9.09.089 | [DRUM | drum OKI 51/52/53/5400 black | PV |  | 71943
9.09.090 | [DRUM | drum OKI 51/52/53/5400 magenta | PV |  | 71943
9.09.091 | [DRUM | drum OKI 51/52/53/5400 cyan | PV |  | 71943
9.09.092 | [DRUM | drum OKI 51/52/53/5400 yellow | PV |  | 71943
9.09.094 | [TONER | toner black Bizhub C300/C352 | COSU |  | 70875
9.09.095 | [TONER | toner yellow Bizhub C300/C352 | COSU |  | 70875
9.09.096 | [TONER | toner magenta Bizhub C300/C352 | COSU |  | 70875
9.09.097 | [TONER | toner cyaan Bizhub C300/C352 | COSU |  | 70875
9.09.098 | [TONER | toner for Bizhub 360/420/500 | COSU |  | 70875
9.09.101 | [TONER | toner Oki C3450 black | COSU |  | 71943
9.09.102 | [TONER | toner Oki C3450 cyan | COSU |  | 71943
9.09.103 | [TONER | toner Oki C3450 magenta | COSU |  | 71943
9.09.104 | [TONER | toner Oki C3450 yellow | COSU |  | 71943
9.09.105 | [TONER | drum Oki C3300/C3450 black | COSU |  | 71943
9.09.106 | [TONER | drum Oki C3300/C3450 cyan | COSU |  | 71943
9.09.107 | [TONER | drum Oki C3300/C3450 magenta | COSU |  | 71943
9.09.108 | [TONER | drum Oki C3300/C3450 yellow | COSU |  | 71943
9.09.109 | [TONER | toner cyaan for Bizhub C253 | COSU |  | 70875
9.09.110 | [TONER | toner black for Bizhub C253 | COSU |  | 70875
9.09.111 | [TONER | toner magenta for Bizhub C253 | COSU |  | 70875
9.09.112 | [TONER | toner yellow for Bizhub C253 | COSU |  | 70875
9.09.113 | [TONER | waste toner box Bizhub C352 | COSU |  | 70875
9.09.120 | [CD-ROM | printed CD-R FlowTune incl box | PV |  | 72301
9.09.121 | [TONER | waste toner box Bizhub C253 | COSU |  | 70875
9.09.124 | [DIGIPASS | Vasco Digipass GO6 | COSU |  | 71943
9.10.002 | [SOFTWARE | Evmove | PV |  | 99999
9.10.003 | [SOFTWARE | Pkunzip | PV |  | 99999
9.10.004 | [SOFTWARE | PC Com | PV |  | 99999
9.10.005 | [SOFTWARE | Install PC Com | PV |  | 99999
9.10.006 | [SOFTWARE | FLOW-BUS | PV |  | 99999
9.10.007 | [SOFTWARE | Romscan | PV |  | 99999
9.10.008 | [SOFTWARE | PC Flow | PV |  | 99999
9.10.009 | [SOFTWARE | install PC Flow | PV |  | 99999
9.10.010 | [SOFTWARE | PC Flow demo | PV |  | 99999
9.10.011 | [SOFTWARE | install PC Flow demo | PV |  | 99999
9.10.012 | [SOFTWARE | Physical Properties | PV |  | 99999
9.10.013 | [SOFTWARE | Install Physical Prop. | PV |  | 99999
9.10.014 | [SOFTWARE | Physical Properties demo | PV |  | 99999
9.10.015 | [SOFTWARE | Install Phys. Properties demo | PV |  | 99999
9.10.016 | [SOFTWARE | Gas Flow Calculations | PV |  | 99999
9.10.017 | [SOFTWARE | Install Gas Flow Calculations | PV |  | 99999
9.10.018 | [SOFTWARE | Gas Flow Calculations demo | PV |  | 99999
9.10.019 | [SOFTWARE | Install Gas Flow Calcu. demo | PV |  | 99999
9.10.020 | [SOFTWARE | BHT Data | PV |  | 99999
9.10.021 | [SOFTWARE | BHT Data demo | PV |  | 99999
9.10.022 | [SOFTWARE | Fluidat | PV |  | 99999
9.10.023 | [SOFTWARE | BFS | PV |  | 99999
9.10.024 | [SOFTWARE | Swprog | PV |  | 99999
9.10.025 | [SOFTWARE | AD/DA | PV |  | 99999
9.10.026 | [SOFTWARE | R/C | PV |  | 99999
9.10.027 | [SOFTWARE | RS232 | PV |  | 99999
9.10.028 | [SOFTWARE | T/A | PV |  | 99999
9.10.030 | [SOFTWARE | gasflow calc. intern | PV |  | 99999
9.10.032 | [SOFTWARE | gas flow calc. agent | PV |  | 99999
9.10.034 | [SOFTWARE | Fluid API | PV |  | 99999
9.10.035 | [SOFTWARE | Flow calculations | PV |  | 99999
9.10.036 | [SOFTWARE | Cathelp | PV |  | 99999
9.10.037 | [SOFTWARE | Install flow calculations | PV |  | 99999
9.10.038 | [SOFTWARE | Polycert | PV |  | 99999
9.10.039 | [SOFTWARE | Calsys 3 | PV |  | 99999
9.10.040 | [SOFTWARE | LiqCal | PV |  | 99999
9.10.041 | [SOFTWARE | Flow Calculations Demo | PV |  | 99999
9.10.042 | [SOFTWARE | Install Flow Calculations Demo | PV |  | 99999
9.10.043 | [SOFTWARE | Fluid Eng | PV |  | 99999
9.10.044 | [SOFTWARE | Flow DDE | PV |  | 99999
9.10.045 | [SOFTWARE | Install Flow DDE | PV |  | 99999
9.10.046 | [SOFTWARE | Gas Flow Calibration | PV |  | 99999
9.10.047 | [SOFTWARE | PC-ISA | PV |  | 99999
9.10.049 | [SOFTWARE | Delta-P | PV |  | 99999
9.10.055 | [SOFTWARE | Muflow | PV |  | 99999
9.10.058 | [SOFTWARE | install FlowPlot | PV |  | 99999
9.10.062 | [SOFTWARE | install Flow-base internal | PV |  | 99999
9.10.063 | [SOFTWARE | install E7000 for analog inst. | PV |  | 99999
9.10.064 | [SOFTWARE | install Discover | PV |  | 99999
9.10.066 | [SOFTWARE | FLOWCOM | PV |  | 99999
9.10.067 | [SOFTWARE | RegOLE | PV |  | 99999
9.10.069 | [SOFTWARE | CopyControl | PV |  | 99999
9.10.072 | [SOFTWARE | MS-ACCESS dev toolkit | COSU |  | 71914
9.10.080 | [SOFTWARE | PhotoShop | PV |  | 71914
9.10.082 | [SOFTWARE | Bedrijfsbeheer | PV |  | 70907
9.10.085 | [SOFTWARE | CD-FOONgids | PV |  | 71608
9.10.087 | [SOFTWARE | Setup Calsys | PV |  | 99999
9.10.095 | [SOFTWARE | Flowb32.DLL | PV |  | 99999
9.10.096 | [SOFTWARE | FlowMake 32-bit | PV |  | 99999
9.10.101 | [SOFTWARE | DLL_test.exe | PV |  | 99999
9.10.105 | [SOFTWARE | Fluidat License Disc (extern) | PV |  | 99999
9.10.106 | [SOFTWARE | Fluidat License Disc | PV |  | 99999
9.10.109 | [SOFTWARE | Convert3to5 (BISnet) | PV |  | 99999
9.10.110 | [SOFTWARE | DDE-test | PV |  | 99999
9.10.112 | [SOFTWARE | FlowTrend | PV |  | 99999
9.10.124 | [SOFTWARE | install.txt (Calsys) | PV |  | 99999
9.10.130 | [SOFTWARE | PressCal | PV |  | 99999
9.10.131 | [FIRMWARE | firmware_FLOWBUS_CORI-FLOW | PV |  | 99999
9.10.132 | [FIRMWARE | firmware_PROFIBUS_CORI-FLOW | PV |  | 99999
9.10.133 | [FIRMWARE | firmware_DeviceNet_CORI-FLOW | PV |  | 99999
9.10.138 | [SOFTWARE | BHTStandards | PV |  | 99999
9.10.141 | [SOFTWARE | ConvertUnits | PV |  | 99999
9.10.142 | [SOFTWARE | BHTSelectViewFile | PV |  | 99999
9.10.144 | [FIRMWARE | firmware_Modbus_CORI-FLOW | PV |  | 99999
9.10.147 | [SOFTWARE | BHTTools | PV |  | 99999
9.10.171 | [SOFTWARE | bootloader BRIGHT V1.0 | PV |  | 99999
9.10.203 | [SOFTWARE | BHTInstruments6 | PV
9.10.219 | [SOFTWARE | CmStick Runtime file 32 bits | PV |  | 72339
9.11.001 | [SOFT W MEDI | PC Com on 3.5" disc | PV | 0 | 99999
9.11.002 | [SOFT W MEDI | PC Com on 5.25" disc | PV | 0 | 99999
9.11.003 | [SOFT W MEDI | PC Flow on 3.5" disc | PV | 0 | 99999
9.11.004 | [SOFT W MEDI | PC Flow on 5.25" disc | PV | 0 | 99999
9.11.005 | [SOFT W MEDI | PC Flow demo on 3.5" disc | PV | 0 | 99999
9.11.006 | [SOFT W MEDI | PC Flow demo on 5.25" disc | PV | 0 | 99999
9.11.007 | [SOFT W MEDI | Physical Propert. on 3.5" disc | PV | 0 | 99999
9.11.008 | [SOFT W MEDI | Physical Propert.on 5.25" disc | PV | 0 | 99999
9.11.009 | [SOFT W MEDI | Physical Prop.demo on 3.5"disc | PV | 0 | 99999
9.11.010 | [SOFT W MEDI | Physic. Prop.demo on 5.25"disc | PV | 0 | 99999
9.11.011 | [SOFT W MEDI | GasFlowCalc. on 3.5" disc | PV | 0 | 99999
9.11.012 | [SOFT W MEDI | GasFlowCalc. on 5.25" disc | PV | 0 | 99999
9.11.013 | [SOFT W MEDI | GasFlowCalc. demo on 3.5" disc | PV | 0 | 99999
9.11.014 | [SOFT W MEDI | GasFlowCalc. demo on 5.25"disc | PV | 0 | 99999
9.11.015 | [SOFTW MEDIA | AD/DA on Eprom | PV | 0 | 99999
9.11.016 | [SOFTW MEDIA | R/C on Eprom | PV | 0 | 99999
9.11.017 | [SOFTW MEDIA | RS232 on Eprom | PV | 0 | 99999
9.11.018 | [SOFTW MEDIA | T/A on Eprom | PV | 0 | 99999
9.11.019 | [SOFT W MEDI | FLOW-BUS software on 3.5" disc | PV | 0 | 99999
9.11.020 | [SOFT W MEDI | PC ISA on Eprom | PV | 0 | 99999
9.11.021 | [SOFTW MEDIA | Flow Calc on 3.5" disc | PV | 0 | 99999
9.11.022 | [SOFT W MEDI | Flow Calc DEMO on 3.5" disc | PV | 0 | 99999
9.11.023 | [SOFT W MEDI | FB/RS232 converter on Eprom | PV | 0 | 99999
9.11.029 | [SOFT W MEDI | FLOW-BUS 32-bit software 3.5" | PV | 0 | 99999
9.11.032 | [SOFT W MEDI | PROFIBUS software 3.5" | PV | 0 | 99999
9.11.033 | [SOFT W MEDI | CalSys CD-ROM | PV | 0 | 99999
9.11.034 | [SOFT W MEDI | Fluidat License Disc | PV | 0 | 99999
9.11.035 | [SOFT W MEDI | MBC PROFIBUS support 3.5" disc | PV | 0 | 99999
9.11.036 | [SOFT W MEDI | MBC DeviceNet supp.on 3.5"disc | PV |  | 99999
9.11.037 | [SOFT W MEDI | MBC FLOW-BUS supp. on 3.5"disc | PV |  | 99999
9.11.038 | [SOFT W MEDI | MBC RS232 support on 3.5"disc | PV |  | 99999
9.11.040 | [SOFT W MEDI | FlowDDE 32-bit on CD | PV | 0 | 99999
9.11.041 | [SOFT W MEDI | FlowFix softw. on 3.5"disc | PV |  | 99999
9.11.042 | [SOFT W MEDI | FlowPlot software on CD | PV |  | 99999
9.11.043 | [SOFT W MEDI | CORI-FLOW PROFIBUS supportdisc | PV | 0 | 99999
9.11.044 | [SOFT W MEDI | CORI-FLOW DeviceNet supportdsc | PV | 0 | 99999
9.11.045 | [SOFT W MEDI | CORI-FLOW FLOW-BUS supportdisc | PV | 0 | 99999
9.11.046 | [SOFT W MEDI | CORI-FLOW RS232 supportdisc | PV | 0 | 99999
9.11.047 | [SOFT W MEDI | FlowView software on CD | PV |  | 99999
9.11.050 | [SOFT W MEDI | MBC Modbus supp. on 3.5"disc | PV |  | 99999
9.11.052 | [SOFT W MEDI | CORI-FLOW Modbus supportdisc | PV | 0 | 99999
9.11.054 | [SOFT W MEDI | IQ+FLOW demo software | PV | 0 | 99999
9.11.055 | [SOFT W MEDI | IQ+FLOW software | PV | 0 | 99999
9.12.005 | [GLASS | Nalgene economy beaker 50ml | PV |  | 70515
9.13.001 | [PEANUTS | Duyvis peanuts | PV |  | 71011
9.13.002 | [JUICE | Appelsientje orange-juice | PV |  | 71011
9.13.003 | [JUICE | Goudappeltje apple-juice | PV |  | 71011
9.13.004 | [BEER | Grolsch beer | PV |  | 71011
9.13.005 | [BEER | Grolsch beer | PV |  | 71011
9.13.006 | [BEER | Bavaria beer non-alcoholic | PV |  | 71011
9.13.007 | [JUICE | Minute-Maid orange-juice | PV |  | 71011
9.13.008 | [LEMONADE | Coca-Cola lemonade | PV |  | 71011
9.13.009 | [LEMONADE | Sourcy minaral water natural | PV |  | 71011
9.13.010 | [LEMONADE | 7-up minaral water citron | PV |  | 71011
9.13.011 | [JUICE | Minute-Maid apple-juice | PV |  | 71011
9.13.012 | [LEMONADE | Nutricia Chocomel | PV |  | 71011
9.13.015 | [BISCUIT | Pirouline biscuit | PV |  | 71011
9.13.016 | [BISCUIT | De Bruin collection biscuits | PV |  | 71011
9.13.022 | [COCOA | Nutricia Hotcemel cocoa | PV |  | 71011
9.13.025 | [SUGAR | lump of sugar | FOOD |  | 70236
9.13.026 | [SUGAR | van Oordt slab of sugar | FOOD |  | 70236
9.13.028 | [ | = 9.13.024 | FOOD
9.13.033 | [PEANUTS | Duyvis peanuts Orientaal | PV |  | 71011
9.13.036 | [CREAMER | coffee creamer for foodmachine | PV |  | 70236
9.13.037 | [SOUP | Knorr vegetable soup food-mach | PV |  | 70236
9.13.044 | [SOUP | Unox soup tomato/vegetables | FOOD |  | 70236
9.13.045 | [SOUP | Unox soup broccoli | PV |  | 70236
9.13.048 | [BEER | Grolsch dark beer | PV |  | 71011
9.13.049 | [SOUP | Royco soup Chinese vegetables | PV |  | 70236
9.13.055 | [SOUP | Unox soup minestrone | PV |  | 70236
9.13.056 | [SOUP | Royco soup oxtail | PV |  | 70236
9.13.057 | [SOUP | Unox soup tomato cream | PV |  | 71011
9.13.058 | [GINGERBREAD | Frisian gingerbread | PV |  | 71011
9.13.063 | [CHOCOLATE | Chocolate cherry | PV |  | 71011
9.13.064 | [CHOCOLATE | Chocolate hazelnut | PV |  | 71011
9.13.065 | [SWEETS | Exotix sweets | FOOD |  | 70236
9.13.066 | [CHEESE | cheese party cube | FOOD |  | 70236
9.13.067 | [LEMONADE | Sisi orange lemonade | PV |  | 71011
9.13.068 | [LEMONADE | Royal Club lemon lemonade | PV |  | 71011
9.13.069 | [SOUP | Unox soup Thai chicken | PV |  | 71011
9.13.071 | [LEMONADE | Nutricia Chocomel | PV |  | 71011
9.13.073 | [BISCUIT | Elite Mokka-sticks | FOOD |  | 70236
9.13.074 | [BISCUIT | molasses biscuit | PV |  | 71011
9.13.076 | [SOUP | Unox soup mushroom/ham | FOOD |  | 71011
9.13.077 | [SOUP | Unox soup leek cream | FOOD |  | 71011
9.13.079 | [COFFEE | Nescafé Allegria Decaf | PV |  | 70414
9.13.080 | [CANDY | Balisto green | PV |  | 71011
9.13.081 | [CANDY | Bounty trio milk | PV |  | 71011
9.13.082 | [CANDY | De Molen filled cake | PV |  | 71011
9.13.083 | [CANDY | Bifi sausages natural | PV |  | 71011
9.13.084 | [CANDY | Kanjer syrup waffle | PV |  | 71011
9.13.085 | [CANDY | Katja apeheads | PV |  | 71011
9.13.086 | [CANDY | Katja 1/2 Euro kokindjes | PV |  | 71011
9.13.087 | [CANDY | King pepermint | PV |  | 71011
9.13.088 | [CANDY | Kit Kat chunky milk | PV |  | 71011
9.13.089 | [CANDY | Milka Nussinie Praline | PV |  | 71011
9.13.090 | [CANDY | M&M peanut single | PV |  | 71011
9.13.091 | [CANDY | Mars snack size | PV |  | 71011
9.13.092 | [CANDY | Mentos mint | PV |  | 71011
9.13.093 | [CANDY | Nuts single | FOOD |  | 71011
9.13.094 | [CANDY | Redband stopcough | PV |  | 71011
9.13.095 | [CANDY | Rolo single | PV |  | 71011
9.13.096 | [CANDY | Skittles candy | PV |  | 71011
9.13.097 | [CANDY | Snickers snack size | PV |  | 71011
9.13.098 | [CANDY | Sportlife extra mint | PV |  | 71011
9.13.099 | [CANDY | Sportlife smashmint | PV |  | 71011
9.13.100 | [CANDY | Tic-Tac orange/lime | PV |  | 71011
9.13.101 | [CANDY | Twix king size | PV |  | 71011
9.13.102 | [CANDY | Lion single | PV |  | 71011
9.13.103 | [CANDY | Werthers Echte original | PV |  | 71011
9.13.104 | [CANDY | Katja 1/2 Euro pigs | PV |  | 71011
9.13.105 | [CANDY | Katja 1 Euro yoghourtgums | PV |  | 71011
9.13.106 | [SOUP | Unox soup clear spicy chicken | PV |  | 71011
9.13.107 | [SOUP | Unox soup clear garden herbs | PV |  | 71011
9.13.108 | [SOUP | Unox soup clear mushroom | PV |  | 71011
9.13.109 | [SOUP | Unox soup clear minced broth | FOOD |  | 71011
9.13.110 | [SOUP | Unox soup clear oriental broth | PV |  | 70236
9.13.111 | [SOUP | Maggi tomato soup food-machine | PV |  | 70414
9.13.117 | [LEMONADE | Fanta orange 20cl | PV |  | 71011
9.13.118 | [LEMONADE | Fanta cassis 20cl | PV |  | 71011
9.13.119 | [LEMONADE | Kinley tonic 20cl | PV |  | 71011
9.13.120 | [LEMONADE | Kinley bitter-lemon 20cl | PV |  | 71011
9.13.121 | [CANDY | De Molen apple cake | PV |  | 71011
9.13.122 | [MILK | milk | PV |  | 71011
9.13.123 | [MILK | buttermilk | PV |  | 71011
9.13.124 | [CANDY | Sultana natural | PV |  | 71011
9.13.125 | [SOUP | Unox soup mustard ham | PV |  | 71011
9.13.126 | [SOUP | Unox soup creamy chicken | FOOD |  | 71011
9.13.128 | [CANDY | Dextro Energy | PV |  | 71011
9.13.130 | [SOUP | Unox soup extra tagliat&toma | PV |  | 71011
9.13.131 | [SOUP | Unox soup extra pasta&mushroom | PV |  | 71011
9.13.132 | [CANDY | Venco honingdrop | PV |  | 71011
9.13.133 | [CANDY | Redband dropfruit | PV |  | 71011
9.13.134 | [CANDY | Balisto purple | PV |  | 71011
9.13.135 | [CANDY | Venco winegums | PV |  | 71011
9.13.136 | [CANDY | Bounty pure | PV |  | 71011
9.13.139 | [CANDY | Snelle Jelle seedcake 20x70gr | PV |  | 71011
9.13.140 | [LEMONADE | Coca-Cola lemonade light | PV |  | 71011
9.13.142 | [LEMONADE | Coca-Cola ZERO lemonade | PV |  | 71011
9.13.145 | [CANDY | Kit Kat chunky white | PV |  | 71011
9.13.146 | [CANDY | Between hazelnut/almond | PV |  | 71011
9.13.150 | [SANDWICH | Wasa sandwich mild cheese | PV |  | 71011
9.14.006 | [COFFEEPOT | EMGA coffeepot glass 1.8ltr | PV |  | 71011
9.14.008 | [CARD | playing cards | PV |  | 71204
9.14.010 | [DETERGENT | Sun detergent 10kg | PV |  | 71011
9.14.015 | [PAPER | paper cartridge for towel cab. | MATE |  | 72225
9.14.016 | [REFRESHER | air refresher for toilet | PV |  | 70236
9.14.017 | [TOILET-SOAP | toilet-soap cartridge Ocean | MATE |  | 72225
9.14.018 | [CUP-HOLDER | coffee cup-holder brown | PV |  | 70414
9.14.020 | [CUP | coffee-cup 144..150cc | PV |  | 70236
9.14.021 | [CUP | Depa B7 coffee-cup 150cc | PV |  | 71011
9.14.022 | [CLEANER | Rivonit-P decalcifier | FOOD |  | 70414
9.14.023 | [FILTER ROLL | filter roll Turbo-/Supertron | PV |  | 70414
9.14.027 | [TABLE RUNNE | table runner Damastrol white | PV |  | 71011
9.14.032 | [FILTER CART | filter cartridge QC-4H | PV |  | 70414
9.14.037 | [FILTER ROLL | filter roll 100mm for Temprano | PV |  | 70414
9.14.038 | [FILTER ROLL | filter roll 100mm for Sonata | PV |  | 70414
9.14.040 | [REFRESHER | air-freshener cartridge Flower | MATE |  | 72225
9.14.041 | [PAPER | toilet paper 2-ply tissue | MATE |  | 72225
9.14.044 | [CUP | coffee-cup + saucer with logo | FOOD |  | 70236
9.14.045 | [CLEANER | Glassex cleaner refill packing | PV |  | 71011
9.14.049 | [PAPER BAG | sanitary paper bag | PV |  | 72225
9.14.050 | [FILTER ROLL | filter roll 89mm for LineaArte | FOOD |  | 70414
9.14.051 | [VISION TOWE | Vision towel cabinet IQ classi | INVT |  | 72225
9.14.053 | [PAPER | paper cartridge for towel cab. | MATE |  | 72225
9.14.054 | [SOAP | Vision foamdispenser | ALG |  | 72225
9.14.060 | [PAPER | paper cartridge for towel cab. | MATE |  | 72225
9.14.061 | [PAPER | paper cartridge for towel cab. | MATE |  | 72225
9.15.006 | [SHEET COVER | cover sheet for file A4 0.2mm | PV |  | 70729
9.15.008 | [BINDER | binder d8mm 24R white | PV |  | 71204
9.15.009 | [BINDER | binder d12mm 24R white | PV |  | 71204
9.15.018 | [NOTE-PAD | note-pad millimeter A4 natural | PV |  | 71204
9.15.020 | [ | = 9.15.019 | PV
9.15.021 | [TAPE CORREC | Niceday correction tape 143 | PV |  | 70729
9.15.022 | [TAPE IDENTI | id tape black 9mm x 3m | PV |  | 71204
9.15.028 | [BALLPOINT | Bic crystal ballpoint blue | OFFI |  | 70115
9.15.049 | [ | = 1.21.037 | PV
9.15.051 | [STAPLER | Niceday stapler 24/6 black | PV |  | 70729
9.15.056 | [CALCULATOR | Casio calculator FX-115 solar | PV |  | 70729
9.15.057 | [CALCULATOR | Niceday calculator 201 | PV |  | 70729
9.15.062 | [PAPER | paper grey A4 80gr | PV |  | 71204
9.15.066 | [SHEET COVER | cover sheet for file A4 grey | OFFI |  | 70729
9.15.068 | [PAPER | Niceday 23-rings paper lined | PV |  | 70729
9.15.069 | [TAPE DISPEN | Tesa 5580 tape dispenser black | OFFI |  | 70729
9.15.074 | [PAPER SET | SPLS paperset for cube 90x90mm | PV |  | 70115
9.15.075 | [REFILL | Parker roller ball refill blue | OFFI |  | 70729
9.15.076 | [FILE STRIP | Durable file strip A4 zwart | OFFI |  | 70115
9.15.077 | [CARTRIDGE | Nakajima correctable cartridge | OFFI |  | 70729
9.15.078 | [FILE DATA | Accodata pressboard file 12" | PV |  | 71204
9.15.079 | [CALCULATOR | Casio calculator FX-3600-PA | PV |  | 71204
9.15.081 | [POLYESTER A | polyester A4 | PV |  | 71204
9.15.082 | [PAPER | paper 11"x240mm x 2 | PV |  | 70729
9.15.083 | [FRAME | Atlanta frame suspention file | PV |  | 70729
9.15.084 | [TAPE IDENTI | Dymo D2 id tape 6mm natural | PV |  | 70115
9.15.085 | [TAPE IDENTI | Dymo D2 id tape 12mm natural | PV |  | 70115
9.15.086 | [TAPE IDENTI | Dymo D2 id tape 19mm natural | PV |  | 70115
9.15.087 | [TAPE IDENTI | Dymo D2 id tape 19mm white | PV |  | 70115
9.15.088 | [TAPE IDENTI | Dymo D2 id tape 19mm red | PV |  | 70115
9.15.089 | [TAPE IDENTI | Dymo D2 id tape 12mm yellow | PV |  | 70115
9.15.090 | [TAPE IDENTI | Dymo D2 id tape 19mm yellow | PV |  | 70115
9.15.091 | [CARTRIDGE | Dymo D2 ink cartridge black 19 | PV |  | 70115
9.15.093 | [ERASER | white-board eraser | PV |  | 70729
9.15.095 | [POLYESTER A | polyester A3 | PV |  | 71204
9.15.096 | [PAPER | paper 11"x380mm x 1 | PV |  | 70729
9.15.097 | [LETTER | letter of exchange | PV |  | 71204
9.15.102 | [MARKER | Planmaster boardmarker yellow | PV |  | 71204
9.15.103 | [MARKER | Planmaster boardmarker orange | PV |  | 71204
9.15.104 | [MARKER | Planmaster boardmarker violet | PV |  | 71204
9.15.106 | [FLIP FRAME | Niceday flip frame A4 | PV |  | 70729
9.15.107 | [PAPER | paper 11"x240mm x 1 | PV |  | 71204
9.15.109 | [TAPE CUTTE | Dymo 6000 replacem.tape cutter | PV |  | 71204
9.15.110 | [STAPLE | Minolta staple cartridge | PV |  | 71001
9.15.117 | [TAPE IDENTI | Dymo D2 id tape 6mm white | PV |  | 70115
9.15.118 | [WHITEBOAR | Lega whiteboard strip | OFFI |  | 71204
9.15.121 | [BOOK OFFIC | Gelro office book 33x21 ruled | PV |  | 71204
9.15.122 | [BOOK OFFICE | Atlanta office book 21x16ruled | OFFI |  | 70115
9.15.123 | [TAPE IDENTI | Dymo D1 tape cassette 12mm b/w | PV |  | 70729
9.15.124 | [CARTRIDGE | Brother ribbon cartridge black | PV |  | 70729
9.15.133 | [TAPE IDENTI | Dymo D2 id tape 32mm red | PV |  | 70115
9.15.134 | [CARTRIDGE | Dymo D2 ink cartridge black 32 | PV |  | 70115
9.15.145 | [TAPE IDENTI | Dymo D2 id tape 12mm white | PV |  | 70115
9.15.163 | [FILE | SPLS inner file chamois | OFFI |  | 70115
9.15.179 | [PAPER | file inserts 65x15mm | PV |  | 70729
9.15.182 | [CHAIR | desk chair Ergo Line 2300N | OFFI |  | 70231
9.15.188 | [PAPER CONTA | paper container 50L | PV |  | 71501
9.16.003 | [HD IN-FLOW | hookup IN-FLOW | NONE |  | 99999
9.16.005 | [HD MUFLOW | hookup mu-FLOW | NONE |  | 99999
9.16.006 | [HD LIQUIFLO | hookup LIQUI-FLOW L30 | NONE |  | 99999
9.16.009 | [HD EX-LIQUI | hookup EX-LIQUI-FLOW volt | NONE |  | 99999
9.16.010 | [HD EX-LIQUI | hookup EX-LIQUI-FLOW current | NONE |  | 99999
9.16.011 | [HD ELFLOW24 | hookup EL-FLOW 24V | NONE |  | 99999
9.16.012 | [HD EX-LIQUI | hookup EX-LIQUI-FLOW XC volt | NONE |  | 99999
9.16.013 | [HD EX-LIQUI | hookup EX-LIQUI-FLOW XB volt | NONE |  | 99999
9.16.014 | [HD EX-LIQUI | hookup EX-LIQUI-FLOW XC curr. | NONE |  | 99999
9.16.016 | [HD EX-FLOW | hookup EX-FLOW EPM | NONE |  | 99999
9.16.019 | [HD EX-LIQUI | hookup EX-LIQUI-FLOW LFM | NONE |  | 99999
9.16.022 | [HD (EN) | hookup M+W WFM-062 | NONE |  | 99999
9.16.024 | [HD IN-FLOW | hookup IN-FLOW digital MFM/MFC | NONE |  | 99999
9.16.025 | [HD EX LIQUI | hookup EX-LIQUI-FLOW LFC | NONE |  | 99999
9.16.026 | [HD WFM-0511 | hookup M+W WFM-0511 | NONE |  | 99999
9.16.030 | [HD LIQUI-FL | hookup LIQUI-FLOW L20 LFM/LFC | NONE |  | 99999
9.16.032 | [HD EL-FLOW | hookup EL-FLOW DeviceNet | NONE |  | 99999
9.16.033 | [HD EL-FLOW | hookup EL-FLOW PROFIBUS | NONE |  | 99999
9.16.035 | [HD EL-FLOW | hookup EL-FLOW RS232+ana | NONE |  | 99999
9.16.036 | [HD EX-LIQUI | hookup EX-LIQUI-FLOW curr setp | NONE |  | 99999
9.16.038 | [ | not used | NONE |  | 99999
9.16.039 | [HD CEM W303 | hookup CEM W-303 + PS | NONE |  | 99999
9.16.040 | [HD E-7000 | hookup E-7000 CEM W303 + PS | NONE |  | 99999
9.16.047 | [HD EL-FLOW | hookup EL-FLOW FLOW-BUS | NONE |  | 99999
9.16.056 | [HD CEM | hookup CEM W101/102/202 | NONE |  | 99999
9.16.077 | [HD (EN) | hookup MFM with Badger valve | MV01 |  | 99999
9.16.087 | [HD CEM | hookup CEM W102A 42V | NONE |  | 99999
9.16.088 | [HD (EN) | hookup CEM W202A 42V | NONE |  | 99999
9.16.110 | [HD E-8000 | hookup E-8000 CEM W-303A 115V | MV01
9.17.002 | [MANUAL (EN) | manual EX-FLOW MFC/EPC | MV01 |  | 72301
9.17.003 | [MANUAL (EN) | manual DMFC/DEPC | MV01 |  | 72301
9.17.005 | [MANUAL (EN) | manual E-7001 | MV01 |  | 72301
9.17.006 | [MANUAL (EN) | manual E-7002 | MV01 |  | 72301
9.17.007 | [MANUAL (EN) | manual appendix E-7000-EX | MV01 |  | 72301
9.17.008 | [MANUAL (EN) | manual appendix E-7000-CEM | MV01 |  | 72301
9.17.013 | [MANUAL (EN) | manual M+W D-6200 sensor | MV01 |  | 72301
9.17.014 | [MANUAL (EN) | manual M+W D-5100 sensor | MV01 |  | 72301
9.17.015 | [MANUAL (EN) | manual M+W D-6200 controllers | MV01 |  | 72301
9.17.016 | [MANUAL (EN) | manual M+W D-5100 controllers | MV01 |  | 72301
9.17.037 | [MANUAL (EN) | manual APP general instruction | MV01 |  | 72301
9.17.038 | [MANUAL (EN) | service info Applied | MV01
9.17.039 | [MANUAL (EN) | manual addin LIQUI-FLOW 917022 | MV01 |  | 99999
9.17.040 | [MANUAL (EN) | instruc. MBC firmware download | MV01 |  | 99999
9.17.041 | [MANUAL (EN) | manual IQ+FLOW testcase | MV01
9.17.043 | [MANUAL (EN) | instr. start FLOW-BUS software | MV01 |  | 99999
9.17.053 | [MANUAL (EN) | manual BRIGHT V1 | MV01
9.17.064 | [MANUAL (EN) | manual CORI Calc on the Net | MV01
9.17.072 | [MANUAL (EN) | instruc. dosing unit assembly | MV01
9.17.073 | [MANUAL (EN) | BCT document return instr (EN) | MV01
9.17.089 | [MANUAL (EN) | M+W document return instr (EN) | MV01 |  | 71331
9.17.094 | [MANUAL (EN) | manual E-8000 EX-Proof | MV01
9.18.003 | [HD IN-FLOW | hookup IN-FLOW | NONE |  | 99999
9.18.005 | [HD MUFLOW | hookup mu-FLOW | NONE |  | 99999
9.18.006 | [HD LIQUIFLO | hookup LIQUI-FLOW L30 | NONE |  | 99999
9.18.009 | [HD EX-LIQUI | hookup EX-LIQUI-FLOW volt | NONE |  | 99999
9.18.010 | [HD EX-LIQUI | hookup EX-LIQUI-FLOW current | NONE |  | 99999
9.18.011 | [HD ELFLOW24 | hookup EL-FLOW 24V | NONE |  | 99999
9.18.012 | [HD EX-LIQUI | hookup EX-LIQUI-FLOW XC volt | NONE |  | 99999
9.18.013 | [HD EX-LIQUI | hookup EX-LIQUI-FLOW XB volt | NONE |  | 99999
9.18.014 | [HD EX-LIQUI | hookup EX-LIQUI-FLOW XC curr. | NONE |  | 99999
9.18.016 | [HD EX-FLOW | hookup EX-FLOW EPM | NONE |  | 99999
9.18.019 | [HD EX-LIQUI | hookup EX-LIQUI-FLOW LFM | NONE |  | 99999
9.18.022 | [HD (DE) | hookup M+W WFM-062 | NONE |  | 99999
9.18.024 | [HD (DE) | hookup IN-FLOW digital MFM/MFC | NONE |  | 99999
9.18.025 | [HD EX LIQUI | hookup EX-LIQUI-FLOW LFC | NONE |  | 99999
9.18.026 | [HD WFM-0511 | hookup M+W WFM-0511 | NONE |  | 99999
9.18.030 | [HD LIQUI-FL | hookup LIQUI-FLOW L20 LFM/LFC | NONE |  | 99999
9.18.033 | [HD EL-FLOW | hookup EL-FLOW PROFIBUS | NONE |  | 99999
9.18.035 | [HD EL-FLOW | hookup EL-FLOW RS232+ana | NONE |  | 99999
9.18.036 | [HD EX-LIQUI | hookup EX-LIQUI-FLOW curr setp | NONE |  | 99999
9.18.038 | [ | not used | NONE |  | 99999
9.18.039 | [HD CEM W303 | hookup CEM W-303 + PS | NONE |  | 99999
9.18.040 | [HD E-7000 | hookup E-7000 CEM W303 + PS | NONE |  | 99999
9.18.047 | [HD EL-FLOW | hookup EL-FLOW FLOW-BUS | NONE |  | 99999
9.18.056 | [HD CEM | hookup CEM W101/102/202 | NONE |  | 99999
9.18.077 | [HD (DE) | hookup MFM with Badger valve | MV01 |  | 99999
9.18.087 | [HD CEM | hookup CEM W102A 42V | NONE |  | 99999
9.18.088 | [HD CEM | hookup CEM W202A 42V | NONE |  | 99999
9.18.110 | [HD (DE) | hookup E-8000 CEM W-303A 115V | MV01
9.19.002 | [MANUAL (DE) | manual EX-FLOW MFC/EPC | MV01 |  | 72301
9.19.003 | [MANUAL (DE) | manual DMFC/DEPC | MV01 |  | 72301
9.19.005 | [MANUAL (DE) | manual E-7001 | MV01 |  | 72301
9.19.006 | [MANUAL (DE) | manual E-7002 | MV01 |  | 72301
9.19.007 | [MANUAL (DE) | manual appendix E-7000-EX | MV01 |  | 72301
9.19.008 | [MANUAL (DE) | manual appendix E-7000-CEM | MV01 |  | 72301
9.19.013 | [MANUAL (DE) | manual M+W D-6200 sensor | MV01 |  | 72301
9.19.014 | [MANUAL (DE) | manual M+W D-5100 sensor | MV01 |  | 72301
9.19.015 | [MANUAL (DE) | manual M+W D-6200 controllers | MV01 |  | 72301
9.19.016 | [MANUAL (DE) | manual M+W D-5100 controllers | MV01 |  | 72301
9.19.037 | [MANUAL (DE) | manual APP general instruction | MV01 |  | 99999
9.19.038 | [MANUAL (DE) | service info APP | MV01
9.19.039 | [MANUAL (DE) | manual addin LIQUI-FLOW 919022 | MV01 |  | 99999
9.19.040 | [MANUAL (DE) | instruc. MBC firmware download | MV01 |  | 99999
9.19.041 | [MANUAL (DE) | manual IQ+FLOW testcase | MV01
9.19.043 | [MANUAL (DE) | instr. start FLOW-BUS software | MV01 |  | 99999
9.19.064 | [MANUAL (DE) | manual CORI Calc on the Net | MV01
9.19.073 | [MANUAL (DE) | BCT document return instr (DE) | MV01
9.19.089 | [MANUAL (DE) | M+W document return instr (DE) | MV01 |  | 71331
9.19.094 | [MANUAL (DE) | manual E-8000 EX-Proof | MV01
9.20.003 | [HD IN-FLOW | hookup IN-FLOW | NONE |  | 99999
9.20.005 | [HD MUFLOW | hookup mu-FLOW | NONE |  | 99999
9.20.006 | [HD LIQUIFLO | hookup LIQUI-FLOW L30 | NONE |  | 99999
9.20.009 | [HD EX-LIQUI | hookup EX-LIQUI-FLOW volt | NONE |  | 99999
9.20.010 | [HD EX-LIQUI | hookup EX-LIQUI-FLOW current | NONE |  | 99999
9.20.011 | [HD ELFLOW24 | hookup EL-FLOW 24V | NONE |  | 99999
9.20.012 | [HD EX-LIQUI | hookup EX-LIQUI-FLOW XC volt | NONE |  | 99999
9.20.013 | [HD EX-LIQUI | hookup EX-LIQUI-FLOW XB volt | NONE |  | 99999
9.20.014 | [HD EX-LIQUI | hookup EX-LIQUI-FLOW XC curr. | NONE |  | 99999
9.20.016 | [HD EX-FLOW | hookup EX-FLOW EPM | NONE |  | 99999
9.20.019 | [HD EX-LIQUI | hookup EX-LIQUI-FLOW LFM | NONE |  | 99999
9.20.022 | [HD (FR) | hookup M+W WFM-062 | NONE |  | 99999
9.20.024 | [HD IN-FLOW | hookup IN-FLOW digital MFM/MFC | NONE |  | 99999
9.20.025 | [HD EX LIQUI | hookup EX-LIQUI-FLOW LFC | NONE |  | 99999
9.20.026 | [HD WFM-0511 | hookup M+W WFM-0511 (F) | NONE |  | 99999
9.20.030 | [HD LIQUI-FL | hookup LIQUI-FLOW L20 LFM/LFC | NONE |  | 99999
9.20.033 | [HD EL-FLOW | hookup EL-FLOW PROFIBUS | NONE |  | 99999
9.20.035 | [HD EL-FLOW | hookup EL-FLOW RS232+ana | NONE |  | 99999
9.20.036 | [HD EX-LIQUI | hookup EX-LIQUI-FLOW curr setp | NONE |  | 99999
9.20.038 | [ | not used | NONE |  | 99999
9.20.039 | [HD CEM W303 | hookup CEM W-303 + PS | NONE |  | 99999
9.20.040 | [HD E-7000 | hookup E-7000 CEM W303 + PS | NONE |  | 99999
9.20.047 | [HD EL-FLOW | hookup EL-FLOW FLOW-BUS | NONE |  | 99999
9.20.056 | [HD CEM | hookup CEM W101/102/202 | NONE |  | 99999
9.20.077 | [HD (FR) | hookup MFM with Badger valve | MV01 |  | 99999
9.20.087 | [HD CEM | hookup CEM W102A 42V | NONE |  | 99999
9.20.088 | [HD CEM | hookup CEM W202A 42V | NONE |  | 99999
9.20.110 | [HD E-8000 | hookup E-8000 CEM W-303A 115V | MV01
9.21.002 | [MANUAL (FR) | manual EX-FLOW MFC/EPC | MV01 |  | 72301
9.21.003 | [MANUAL (FR) | manual DMFC/DEPC | MV01 |  | 72301
9.21.005 | [MANUAL (FR) | manual E-7001 | MV01 |  | 72301
9.21.006 | [MANUAL (FR) | manual E-7002 | MV01 |  | 72301
9.21.007 | [MANUAL (FR) | manual appendix E-7000-EX | MV01 |  | 72301
9.21.008 | [MANUAL (FR) | manual appendix E-7000-CEM | MV01 |  | 72301
9.21.013 | [MANUAL (FR) | manual M+W D-6200 sensor | MV01 |  | 72301
9.21.014 | [MANUAL (FR) | manual M+W D-5100 sensor | MV01 |  | 72301
9.21.015 | [MANUAL (FR) | manual M+W D-6200 controllers | MV01 |  | 72301
9.21.016 | [MANUAL (FR) | manual M+W D-5100 controllers | MV01 |  | 72301
9.21.037 | [MANUAL (FR) | manual APP general instruction | MV01 |  | 99999
9.21.038 | [MANUAL (FR) | service info APP | MV01
9.21.039 | [MANUAL (FR) | manual addin LIQUI-FLOW 917022 | MV01 |  | 99999
9.21.040 | [MANUAL (FR) | instruc. MBC firmware download | MV01 |  | 99999
9.21.041 | [MANUAL (FR) | manual IQ+FLOW testcase | MV01
9.21.043 | [MANUAL (FR) | instr. start FLOW-BUS software | MV01 |  | 99999
9.21.064 | [MANUAL (FR) | manual CORI Calc on the Net | MV01
9.21.073 | [MANUAL (FR) | BCT document return instr (FR) | MV01
9.21.089 | [MANUAL (FR) | M+W document return instr (FR) | MV01 |  | 71331
9.21.094 | [MANUAL (FR) | manual E-8000 EX-Proof | MV01
9.22.001 | [LABEL | thermal label 3.5"disc TSP400 | PV |  | 71908
9.22.002 | [LABEL | thermal label 50x18mm f.TSP400 | PV |  | 71908
9.22.003 | [LABEL | thermal label 78x38mm f.TSP400 | PV |  | 71908
9.22.005 | [LABEL HERMA | Herma 4875 back label for file | PV |  | 71204
9.22.007 | [LABEL HERMA | Herma 2410 label 20X50mm white | PV |  | 71204
9.22.012 | [LABEL HERMA | Herma 2231 label d13mm yellow | PRMA |  | 70729
9.22.013 | [LABEL ALZIC | Alzicht label 65mm white | PV |  | 71204
9.22.014 | [LABEL BRADY | Brady label 33.02x24.13mm | PV |  | 71410
9.22.022 | [LABEL | label "0-20mA sourcing" | PV |  | 71125
9.22.024 | [LABEL BRADY | Brady label "inventaris" | PV |  | 70121
9.22.025 | [LABEL | distributor label DWN | PV |  | 72301
9.22.028 | [LABEL | distributor label Oval Techno | PV |  | 72301
9.22.030 | [LABEL | distributor label Kytölä OY | PV |  | 72301
9.22.031 | [LABEL | distributor label Porter | PV |  | 72301
9.22.037 | [LABEL | distributor label Krohne | PV |  | 72301
9.22.039 | [LABEL | distributor label Vögtlin | PV |  | 72301
9.22.042 | [LABEL | distributor label Oval Korea | PV |  | 72301
9.22.043 | [LABEL | distributor label Oval Taiwan | PV |  | 72301
9.22.048 | [LABEL | instrument label µ-Flow | PV |  | 71213
9.22.054 | [LABEL | instrument label Mani-Flow | PV |  | 70711
9.22.055 | [LABEL | address label | PV |  | 72301
9.22.057 | [LABEL | label "Fragile" | PV |  | 72301
9.22.058 | [LABEL | label "PUSH HERE TO OPEN" | PV |  | 71125
9.22.059 | [LABEL | label CE 5x6mm | PV |  | 72301
9.22.060 | [LABEL BRADY | Brady label "cal.not required" | PV |  | 70121
9.22.065 | [LABEL | label "ISO 9001 approved" d6cm | PV |  | 71125
9.22.067 | [LABEL | connection label EX-FLOW | PV
9.22.068 | [LABEL | label Industrial MFM | PV |  | 72301
9.22.069 | [LABEL | label Industrial MFC | PV |  | 72301
9.22.070 | [LABEL | connector label industrial MFM | PV |  | 72301
9.22.071 | [LABEL | connector label industrial MFC | PV |  | 72301
9.22.072 | [LABEL BRAD | Brady eprom label | PV |  | 70121
9.22.073 | [LABEL | label for cable identification | PV |  | 99999
9.22.078 | [LABEL | label coil Chrompac 401305 | PV |  | 72301
9.22.079 | [LABEL | label "Bro-11" | PV |  | 70606
9.22.080 | [LABEL | label "Bro-12" | PV |  | 70606
9.22.081 | [LABEL BRADY | Brady label | PV |  | 70121
9.22.083 | [LABEL BRADY | Brady eprom label small | PV |  | 70121
9.22.092 | [LABEL | oval label "Bronkhorst Hi-Tec" | PV |  | 72301
9.22.094 | [LABEL | label "Bro-17" | PV |  | 70606
9.22.096 | [LABEL | instrument label L20 | PV |  | 71213
9.22.098 | [LABEL | label Industrial MFM IV | PV |  | 72301
9.22.099 | [LABEL | label Industrial MFC IV | PV |  | 72301
9.22.104 | [LABEL | label low-dP-Flow DeviceNet | PV |  | 71213
9.22.108 | [LABEL | label EL-PRESS DeviceNet | PV |  | 71213
9.22.112 | [LABEL | label mu-Flow OEM II | PV |  | 70711
9.22.119 | [LABEL | labels port ident. serial THM | PV |  | 99999
9.22.123 | [LABEL BRADY | Brady label 33.02x24.13mm ATEX | PV |  | 71410
9.22.125 | [LABEL | label IN-FLOW digital | PV |  | 70861
9.22.129 | [LABEL | label CH1/CH2 | PV |  | 72301
9.22.139 | [LABEL | label EL-PRESS Modbus | PV |  | 71213
9.22.140 | [LABEL | label low-dP-FLOW Modbus | PV |  | 71213
9.22.155 | [LABEL | label IQ+FLOW pressure P-602 | PV |  | 70711
9.22.168 | [LABEL SELEC | label EL-PRESS Select | PV |  | 71213
9.22.174 | [LABEL | caution label pump | PV |  | 72301
9.22.188 | [LABEL | BCT address label large | PV |  | 72301
9.22.197 | [LABEL | label lamination film | PV |  | 70121
9.22.198 | [LABEL | label I/I conv.703414 4-20mA | PV
9.22.202 | [LABEL M50R | label M50R ATEX CAT3 | PRMA
9.22.203 | [LABEL EX IC | label connection Ex ic | PV |  | 70606
9.22.214 | [LABEL | Office Depot label A6 | PV |  | 70729
9.22.215 | [LABEL | labels THM CCT | PV
9.22.223 | [LABEL | label coil ATEX CAT3 M+W | PV |  | 99999
9.22.227 | [LABEL | label controller board lab | PV |  | 71213
9.22.246 | [LABEL | distributor label Kontram | PRMA |  | 72301
9.23.014 | [BOOT | overboot TJO1 size M bleu | PV |  | 71806
9.23.015 | [BOOT | overboot TJO1 size L bleu | PV |  | 71806
9.23.020 | [BOOT | overboot TJO1 size XXL - bleu | PV |  | 71806
9.25.006 | [FIRST AID | refill textile plasters | PV |  | 99999
9.25.007 | [FIRST AID | extinguish blanket 120x180 | PV |  | 70249
9.27.031 | [MANUAL (SK) | ESI ATEX CAT3 (SK) | MV01 |  | 99999
9.27.033 | [MANUAL (EN) | ESI ATEX CAT3 M50R (EN) | MV01 |  | 99999
9.27.034 | [MANUAL (FR) | ESI ATEX CAT3 M50R (FR) | MV01 |  | 99999
9.27.035 | [MANUAL (IT) | ESI ATEX CAT3 M50R (IT) | MV01 |  | 99999
9.27.036 | [MANUAL (NL) | ESI ATEX CAT3 M50R (NL) | MV01 |  | 99999
9.27.037 | [MANUAL (DE) | ESI ATEX CAT3 M50R (DE) | MV01 |  | 99999
9.27.038 | [MANUAL (NO) | ESI ATEX CAT3 M50R (NO) | MV01 |  | 99999
9.27.039 | [MANUAL (ES) | ESI ATEX CAT3 M50R (ES) | MV01 |  | 99999
9.27.040 | [MANUAL (RU) | ESI ATEX CAT3 M50R (RU) | MV01 |  | 99999
9.27.041 | [MANUAL (EL) | ESI ATEX CAT3 M50R (EL) | MV01 |  | 99999
9.27.042 | [MANUAL (PL) | ESI ATEX CAT3 M50R (PL) | MV01 |  | 99999
9.27.043 | MANUAL (SV) | ESI ATEX CAT3 M50R (SV) | MV01 |  | 99999
9.27.044 | [MANUAL (DA) | ESI ATEX CAT3 M50R (DA) | MV01 |  | 99999
9.27.045 | [MANUAL (HU) | ESI ATEX CAT3 M50R (HU) | MV01 |  | 99999
9.27.046 | [MANUAL (ET) | ESI ATEX CAT3 M50R (ET) | MV01 |  | 99999
9.27.047 | [MANUAL (FI) | ESI ATEX CAT3 M50R (FI) | MV01 |  | 99999
9.27.048 | [MANUAL (SK) | ESI ATEX CAT3 M50R (SK) | MV01 |  | 99999
9.27.049 | [MANUAL (CS) | ESI ATEX CAT3 M50R (CS) | MV01 |  | 99999
9.27.051 | [MANUAL (ET) | ESI ATEX EX-FLOW CAT2 (ET) | MV01 |  | 99999
9.27.055 | [MANUAL (PT) | ESI ATEX CAT3 M50R (PT) | MV01 |  | 99999
9.28.073 | [MANUAL (JP) | BCT document return instr (JP) | MV01
9.29.073 | [MANUAL (ZH) | BCT document return instr (ZH) | MV01
9.30.073 | [MANUAL (ES) | BCT document return instr (ES) | MV01
9.60.011 | [FOLDER (EN) | folder EX-FLOW | MV01
9.60.019 | [FOLDER (EN) | folder GAS VIEW | PROS
9.60.024 | [FOLDER (EN) | folder liquid dosing systems | MV01
9.60.025 | [FOLDER (EN) | folder LIQUI-VIEW | PROS
9.60.059 | [FOLDER (EN) | folder LIQUI-VIEW Base | PROS
9.61.011 | [FOLDER (DE) | folder EX-FLOW | MV01
9.61.024 | [FOLDER (DE) | folder liquid dosing systems | MV01
9.62.019 | [FOLDER (FR) | folder GAS VIEW | PROS
9.62.024 | [FOLDER (FR) | folder liquid dosing systems | MV01
9.62.025 | [FOLDER (FR) | folder LIQUI-VIEW | PROS
9.64.011 | [FOLDER (RU) | folder EX-FLOW | MV01
9.65.024 | [FOLDER (JP) | folder liquid dosing systems | MV01
F-201C-FAC | [F-201C-FAC | F-201C-FAC | PV |  | 99999
F-201C-PAB | [F-201C-PAB | F-201C-PAB | PV |  | 99999
REK37000 | [ | not used | NONE
REK37100 | [ | not used | NONE
REK45055 | [SPECIAL | vervallen | R053
REK45520 | [SPECIAL | vervallen | NONE
REK45530 | [SPECIAL | vervallen | NONE
REK48002 | [SPECIAL | project sensor case | SECA
REK48009 | [SPECIAL | project LIQUI-FLOW <1kg/h | LIQ1
REK48011 | [SPECIAL | project micro-flow L0 | MICR
REK48012 | [SPECIAL | project thru-flow liq sensor | LIQ2
REK48014 | [SPECIAL | project true calorische sensor | TCFS
REK48016 | [SPECIAL | project coriolis sensor II | R201
REK48018 | [SPECIAL | project MIC coriolis | R262
REK48019 | [SPECIAL | project miniat.coriolis sensor | R264
REK48020 | [SPECIAL | project fast resp. gas sensor | R265
REK48021 | [SPECIAL | project ultra low flow | R266
REK48022 | [SPECIAL | project therm.vol. flow sensor | R282
REK48023 | [SPECIAL | project opt. coriolis meas. | R302
REK48024 | [SPECIAL | project ultrastab fst res TMFM | R303
REK48025 | [SPECIAL | project micro Coriolis sensor | R306
REK48026 | [SPECIAL | project Low DeltaP metal seal | R310
REK48027 | [SPECIAL | project ultrasone flowsensor | R311
REK48029 | [SPECIAL | project microwave conc. meter | R326
REK48030 | [SPECIAL | project therm. liq. flowmeter | R345
REK48031 | [SPECIAL | project coriolis FDA | R346
REK48112 | [SPECIAL | project thermal MFC Semicon | R347
REK48161 | [SPECIAL | project dig MFC/MPC (FLOWBUS) | DIGI
REK48163 | [SPECIAL | project MFM/MFC single supply | SISU
REK48165 | [SPECIAL | project instrumental electr. | R139
REK48166 | [SPECIAL | project multibus controller | R198
REK48167 | [SPECIAL | project electronic instr. | R224
REK48168 | [SPECIAL | project signal conditioning | R225
REK48169 | [SPECIAL | project MBC/MODBUS interface | R261
REK48170 | [SPECIAL | project low cost instruments | R267
REK48172 | [SPECIAL | project LONWORKS | R293
REK48173 | [SPECIAL | project extended I/O | R294
REK48174 | [SPECIAL | project MBC3 | R305
REK48231 | [SPECIAL | project bellows valve | BELL
REK48235 | [SPECIAL | project piezo valve | R125
REK48237 | [SPECIAL | project miniature controlvalve | R226
REK48238 | [SPECIAL | project fast resp.contr.valve | R268
REK48240 | [SPECIAL | project valve testunit | R327
REK48241 | [SPECIAL | project control valves | R349
REK48317 | [SPECIAL | project MPLC liq meter | R197
REK48318 | [SPECIAL | project flowsensormodule | R227
REK48319 | [SPECIAL | project miniature sensormodule | R269
REK48320 | [SPECIAL | project DMA | NONE
REK48385 | [SPECIAL | project COMBI-FLOW | COMB
REK48395 | [SPECIAL | project modulair MFC/EPC syst. | MODM
REK48396 | [SPECIAL | project electronic sho-rate | MANG
REK48397 | [SPECIAL | project integrated MFM/MFC | IMFM
REK48398 | [SPECIAL | project liquid anemometry | R195
REK48399 | [SPECIAL | project OEM Concept-II | R196
REK48401 | [SPECIAL | project miniature concepts | R233
REK48403 | [SPECIAL | project LFC reponse | R228
REK48404 | [SPECIAL | project LFC nanoflows | R229
REK48406 | [SPECIAL | project thermic LFC high flow | R270
REK48407 | [SPECIAL | project battery powered instr. | R286
REK48408 | [SPECIAL | project multi fluid/range | R288
REK48409 | [SPECIAL | project conversion gala/probe | R337
REK48410 | [SPECIAL | project silverline | R312
REK48411 | [SPECIAL | project direct flow M&C | R314
REK48450 | [SPECIAL | project controlsyst./actuators | R298
REK48545 | [SPECIAL | project E-7000 | DSC
REK48546 | [SPECIAL | project E-7000/RS-232 = node | DSCR
REK48549 | [SPECIAL | project dig. communic. systems | R304
REK48602 | [SPECIAL | project current adapter | ADAR
REK48603 | [SPECIAL | project FLOW-BUS | R132
REK48605 | [SPECIAL | project wireless communication | R297
REK48626 | [SPECIAL | project BRO 14/15 | R178
REK48657 | [SPECIAL | project 2nd generation calibr. | CAL2
REK48665 | [SPECIAL | project active piston prover | R236
REK48666 | [SPECIAL | project calibration procedures | R276
REK48667 | [SPECIAL | project calibr.method nanoflow | R271
REK48668 | [SPECIAL | project manufacturing automat. | R273
REK48669 | [SPECIAL | project multi instr.calibr. | R279
REK48670 | [SPECIAL | project smart calibr. device | R289
REK48673 | [SPECIAL | project productconfigurator | R313
REK48674 | [SPECIAL | project gascalibration systems | R325
REK48676 | [SPECIAL | project calibration methods | R348
REK48810 | [SPECIAL | project microm. sens/actuators | ACTU
REK48816 | [SPECIAL | project BTS coriolis | R204
REK48817 | [SPECIAL | project micro reaction systems | R259
REK48818 | [SPECIAL | project two phase flow | R274
REK48819 | [SPECIAL | project system id Coriolis | R280
REK48820 | [SPECIAL | project LFD stacker | R277
REK48821 | [SPECIAL | project topmount | R281
REK48822 | [SPECIAL | project solid precursors | R287
REK48950 | [SPECIAL | project EMC | EMC
REK48952 | [SPECIAL | project maintenance elec. prod | CAEL
REK49105 | [SPECIAL | project mechanical engineering | MEGE
REK49106 | [SPECIAL | project maintenance products | MECA
REK49108 | [SPECIAL | project sealing method | R230
REK49109 | [SPECIAL | project manufacturing method | R231
REK49110 | [SPECIAL | project evaporator system II | R336
REK49111 | [SPECIAL | project evaporator system | R336
REP.02 | SERVICE | service 02 | 89 | 0 | 99999
REP.08 | SERVICE | service 08 | 89 | 0 | 99999

## Spare parts + stripped
Article | Rev | Expirer article | Description | Type | Quantité 20-06-12 | Quantité 31-12-12 | Quantité 02-07-13 | Quantité 31-12-13 | Quantité 31-12-14 | Quantité 31-05-15 | Quantité 31-12-15 | Quantité 30-06-16 | Quantité 31-12-16 | Quantité 30-06-17 | Quantité 31-12-17 | Quantité 30-06-18 | Quantité 31-12-18 | Quantité 30-06-19 | Quantité 31-12-19 | Prix U | Total
1.02.027 |  |  | Transistor NPN ZXTN19060CFF | [7 empty] | 9 | 100 | 37 | 72 | 106 | 61 | 88 | 50 | 38 | 0.6106 | 23.2028 | -12
1.09.144 |  |  | Binder 8 pin connector femALE |  | 1 | 0 | 0 | 3 | 4 | 4 | 3 | 2 | 2 | 8 | 4 | 22 | 21 | 20 | 16 | 56.7 | 907.2 | -4
1.09.239 |  |  | RJ45 power isolator |  | 22 | 21 | 20 | 25 | 25 | 25 | 28 | 31 | 31 | 31 | 29 | 32 | 32 | 32 | 28 | 3.5 | 98 | -4
1.09.240 |  | Oui | RJ45 end terminator |  | 8 | 6 | 5 | 10 | 9 | 7 | 5 | 3 | 3 | 3 | 3 | 2 | 1 | 1 | 1 | 0 | 0 | 0
1.15.167 |  |  | ZIF flatcable |  | 18 | 11 | 7 | 4 | 1 | 10 | 5 | 12 | 5 | 17 | 8 | 19 | 6 | 0 | 12 | 0.8 | 9.6 | 12
1.16.027 |  |  | power supply Bro-14 |  | 9 | 5 | 4 | 1 | 6 | 2 | 0 | 0 | 0 | 0 | 1 | 0 | 0 | 0 | 0 | 190.4 | 0 | 0
1.16.029 |  |  | power supply Bro-16 |  | 10 | 9 | 9 | 9 | 9 | 9 | 9 | 8 | 8 | 7 | 7 | 7 | 7 | 7 | 6 | 174.3 | 1045.8 | -1 | 20x 1952134
1.16.031 |  |  | Bro-18 24Vac/dc in +/- 15V/5V |  | 0 | 0 | 0 | 0 | 0 | 0 | 0 | 0 | 0 | 0 | 0 | 0 | 0 | 0 | 0 | 172.9 | 0 | 0
1.24.125 |  | Oui | lightpipe lab housing |  | 14 | 15 | 15 | 15 | 15 | 15 | 13 | 13 | 13 | 13 | 13 | 13 | 13 | 13 | 13 | 0 | 0 | 0
1.24.129 |  |  | dist part 4UNC/M3 SW5 |  |  |  | 10 | 10 | 10 | 8 | 8 | 8 | 6 | 6 | 6 | 6 | 6 | 6 | 6 | 0.229 | 1.374 | 0
1.24.152 |  |  | lightpipe lab./IQ+FLOW housing |  | 20 | 19 | 15 | 9 | 5 | 7 | 35 | 29 | 29 | 29 | 27 | 25 | 23 | 23 | 21 | 0.7 | 14.7 | -2
1.24.156 |  |  | distance part M3x14 |  |  |  | 100 | 100 | 100 | 100 | 100 | 100 | 100 | 100 | 100 | 100 | 100 | 100 | 100 | 0.24 | 24 | 0
1.24.167 |  |  | Hummel plug PG9 modified |  |  |  | 2 | 2 | 2 | 2 | 2 | 2 | 2 | 2 | 2 | 2 | 2 | 2 | 2 | 7.79 | 15.58 | 0
1.31.407 |  |  | Resistor metal film 0603 49E9 | [7 empty] | 18 | 100 | 44 | 52 | 103 | 64 | 88 | 49 | 38 | 0.0325 | 1.235 | -11
1.31.600 |  |  | Resistor metal film 1206 000E | [11 empty] | 80 | 80 | 76 | 73 | 71 | 0 | 0 | -2
2.01.005 |  |  | Hex. socket head cap scr M5*12 |  | 87 | 87 | 89 | 89 | 75 | 71 | 68 | 66 | 62 | 62 | 62 | 48 | 47 | 47 | 40 | 0.179 | 7.16 | -7
2.01.010 |  |  | M2 *6 old type sensor |  | 35 | 35 | 35 | 35 | 35 | 35 | 35 | 35 | 35 | 35 | 35 | 35 | 35 | 35 | 35 | 0.232 | 8.12 | 0
2.01.012 |  | Oui | Slotted cheese head scr M2*25 |  | 176 | 172 | 167 | 162 | 156 | 154 | 151 | 149 | 147 | 147 | 141 | 139 | 139 | 139 | 139 | 0 | 0 | 0
2.01.018 |  |  | Slotted cheese head scr M2*16 | DIN84 70-A2 | 39 | 37 | 37 | 37 | 36 | 35 | 33 | 33 | 33 | 33 | 33 | 33 | 33 | 33 | 32 | 0.012 | 0.384 | -1
2.01.026 |  |  | Slotted cheese head screw M3*5 | 24520-030005 | 10 | 0 | 0 | 0 | 0 | 0 | 0 | 0 | 0 | 0 | 0 | 0 | 0 | 0 | 0 | 0.018 | 0 | 0
2.01.041 |  |  | screw DIN916 70-A2 M6x6 |  | 10 | 10 | 10 | 10 | 10 | 10 | 10 | 10 | 10 | 10 | 10 | 10 | 10 | 10 | 10 | 0.21 | 2.1 | 0
2.01.042 |  |  | screw DIN912 70-A4 |  |  |  | 10 | 10 | 10 | 10 | 10 | 10 | 8 | 8 | 8 | 8 | 8 | 8 | 8 | 5.78 | 46.24 | 0
2.01.047 |  |  | hex. socket buttom capscr M3*10 | 51030-030010 | 78 | 72 | 70 | 65 | 64 | 64 | 56 | 54 | 54 | 54 | 54 | 54 | 53 | 52 | 48 | 0.38 | 18.24 | -4
2.01.050 |  |  | hex. socket head cap scr M3*12 | DIN912 80-A4 | 28 | 68 | 27 | 96 | 49 | 111 | 89 | 72 | 57 | 49 | 101 | 18 | 108 | 107 | 86 | 0.1025 | 8.815 | -21
2.01.053 |  |  | distance part 4/4OUNC | ASUB-VM-UNIC/ | 37 | 116 | 95 | 69 | 37 | 101 | 80 | 57 | 35 | 18 | 99 | 74 | 35 | 30 | 16 | 0.247 | 3.952 | -14
2.01.064 |  |  | hex. socket head cap scr M6*20 |  | 59 | 59 | 54 | 54 | 53 | 53 | 54 | 46 | 48 | 48 | 46 | 46 | 46 | 46 | 45 | 0.173 | 7.785 | -1
2.01.066 |  |  | hex. socket head cap scr M4*20 | DIN912 80-A4 | 20 | 20 | 18 | 18 | 17 | 17 | 17 | 17 | 17 | 17 | 17 | 15 | 13 | 13 | 12 | 0.156 | 1.872 | -1
2.01.078 |  |  | hex. socket head cap scr M6*70 | DIN912 80-A4 | 16 | 16 | 16 | 15 | 15 | 15 | 15 | 15 | 15 | 15 | 11 | 11 | 8 | 8 | 8 | 0.54 | 4.32 | 0
2.01.085 |  |  | screw din7985H 4.8 ELVZ |  |  |  | 20 | 20 | 20 | 20 | 20 | 20 | 15 | 15 | 15 | 11 | 11 | 3 | 3 | 0.0355 | 0.1065 | 0
2.01.088 |  |  | screw DIN7985H-4.8 ELVZ M2.5x4 |  |  |  | 10 | 10 | 10 | 8 | 8 | 8 | 6 | 6 | 6 | 6 | 6 | 6 | 6 | 0.048 | 0.288 | 0
2.01.089 |  |  | slotted set screw M2*8 | DIN551 70-A2 | 48 | 48 | 48 | 48 | 48 | 48 | 48 | 48 | 48 | 48 | 48 | 48 | 48 | 48 | 48 | 0.227 | 10.896 | 0
2.01.092 |  |  | Screw DIN 7985H-4.8 EL VZ M2.5*8 |  | 9 | 9 | 9 | 9 | 9 | 9 | 9 | 9 | 9 | 9 | 9 | 9 | 9 | 9 | 9 | 0.52 | 4.68 | 0
2.01.119 |  |  | thread rod M3*35 | DIN976 | 123 | 116 | 113 | 111 | 102 | 98 | 96 | 93 | 87 | 86 | 86 | 86 | 86 | 84 | 76 | 0.249 | 18.924 | -8
2.01.120 |  | Oui | hexagon socket set screw M3*20 | DIN913 70-A2 | 82 | 80 | 78 | 78 | 73 | 67 | 65 | 56 | 54 | 54 | 54 | 52 | 52 | 52 | 52 | 0 | 0 | 0
2.01.144 |  |  | thread rod M3*65 | new one | 66 | 57 | 57 | 56 | 52 | 52 | 45 | 43 | 42 | 42 | 42 | 40 | 40 | 40 | 40 | 0.48 | 19.2 | 0
2.01.146 |  |  | SCREW DIN80M2,5X12 |  | 25 | 25 | 24 | 24 | 24 | 24 | 24 | 23 | 23 | 19 | 19 | 19 | 19 | 19 | 19 | 0.03 | 0.57 | 0
2.01.150 |  |  | hex. socket head cap scr M5*60 | DIN912 80-A4 | 21 | 19 | 19 | 19 | 19 | 19 | 19 | 19 | 19 | 19 | 19 | 19 | 19 | 19 | 19 | 1.26 | 23.94 | 0
2.01.153 |  |  | screw DIN965H-4.8 ELVZ M3x6 |  | 22 | 14 | 14 | 11 | 4 | 1 | 0 | 0 | 0 | 0 | 0 | 0 | 0 | 0 | 0 | 0.065 | 0 | 0
2.01.155 |  |  | screw DIN84-4.8 ELVZ |  |  |  | 10 | 10 | 10 | 10 | 10 | 10 | 10 | 10 | 10 | 10 | 10 | 10 | 10 | 0.015 | 0.15 | 0
2.01.161 |  |  | Hexagon socket head cap screw DIN 912 M3x6 |  |  |  | 100 | 100 | 100 | 100 | 100 | 100 | 100 | 100 | 100 | 100 | 100 | 100 | 100 | 0.34 | 34 | 0
2.01.178 |  |  | Screw DIN84 M2.5*10 |  | 68 | 64 | 64 | 64 | 63 | 62 | 61 | 61 | 61 | 61 | 58 | 56 | 56 | 56 | 56 | 0.044 | 2.464 | 0
2.01.179 |  |  | hexagon socket set screw M3*3 |  | 268 | 956 | 955 | 955 | 955 | 955 | 952 | 950 | 950 | 950 | 949 | 949 | 949 | 949 | 947 | 0.19 | 179.93 | -2
2.01.181 |  |  | screw DIN912 80-A4 M5x25 | [8 empty] | 8 | 8 | 8 | 8 | 8 | 8 | 8 | 8 | 0.154 | 1.232 | 0
2.01.199 |  |  | Hexagon socket head cap screw |  |  |  | 100 | 100 | 100 | 100 | 100 | 100 | 100 | 100 | 100 | 100 | 100 | 100 | 100 | 0.4 | 40 | 0
2.01.226 |  |  | screw DIN912-X- m4x16-12.9 |  |  |  | 100 | 100 | 100 | 100 | 100 | 100 | 100 | 100 | 100 | 100 | 100 | 100 | 100 | 0.34 | 34 | 0
2.01.235 |  |  | Hexagon socket screw |  |  |  | 100 | 100 | 100 | 100 | 100 | 100 | 100 | 100 | 100 | 100 | 100 | 100 | 100 | 0.12 | 12 | 0
2.01.237 |  |  | hexagon socket button head screw |  |  |  | 100 | 100 | 100 | 100 | 98 | 98 | 98 | 97 | 96 | 96 | 96 | 96 | 95 | 0.12 | 11.4 | -1
2.01.252 |  |  | screw DIN7985H-4.8 ELVZ M3x5 |  | 60 | 142 | 138 | 134 | 122 | 110 | 45 | 33 | 27 | 19 | 15 | 11 | 11 | 11 | 10 | 0.0319 | 0.319 | -1
2.01.348 |  |  | cross recesses raised countersunk head DIN965H M2x20 |  | 5 | 5 | 4 | 4 | 10 | 7 | 6 | 5 | 5 | 2 | 100 | 94 | 94 | 94 | 94 | 0.11 | 10.34 | 0
2.01.349 |  |  | screw DIN965H 70-A4 M3x5 | [6 empty] | 94 | 74 | 61 | 52 | 43 | 114 | 153 | 129 | 129 | 125 | 0.09 | 11.25 | -4
2.02.005 |  | Oui | hexagon nut M2 | DIN934 70-A2 | 81 | 76 | 75 | 73 | 65 | 69 | 59 | 58 | 56 | 56 | 54 | 54 | 54 | 54 | 54 | 0 | 0 | 0
2.02.007 |  |  | hexagon thin nut M8 | DIN439B | 132 | 130 | 130 | 127 | 125 | 123 | 123 | 222 | 122 | 122 | 119 | 113 | 113 | 113 | 112 | 0.132 | 14.784 | -1
2.02.034 |  |  | hexagon nut DIN439B 70-A4 M3 | [5 empty] | 100 | 100 | 8 | 84 | 80 | 80 | 78 | 73 | 73 | 73 | 72 | 0.0606 | 4.3632 | -1
2.02.036 |  |  | hexagon nut DIN439B 70-A4 M5 |  | 99 | 88 | 80 | 64 | 56 | 48 | 39 | 36 | 35 | 34 | 33 | 101 | 98 | 98 | 97 | 0.1025 | 9.9425 | -1
2.02.181 |  |  | spring F-002AC |  | 2 | 2 | 2 | 2 | 2 | 2 | 2 | 2 | 2 | 2 | 2 | 2 | 2 | 2 | 2 | 1.323 | 2.646 | 0
2.03.004 | C |  | spring F-111C |  | 84 | 82 | 81 | 78 | 77 | 75 | 75 | 72 | 70 | 70 | 70 | 67 | 67 | 67 | 67 | 0.631 | 42.277 | 0
2.03.008 |  |  | lock washer M-2 |  | 40 | 40 | 40 | 40 | 40 | 40 | 40 | 40 | 40 | 40 | 40 | 40 | 40 | 40 | 40 | 0.029 | 1.16 | 0
2.03.012 | A |  | polished retaining ring 12mm |  | 17 | 15 | 15 | 13 | 12 | 12 | 11 | 11 | 11 | 11 | 10 | 9 | 9 | 8 | 8 | 1.504 | 12.032 | 0
2.03.019 | B | Oui | endplate d11;5 low flow | ET 882962 | 90 | 90 | 90 | 90 | 90 | 90 | 90 | 90 | 90 | 90 | 90 | 90 | 90 | 90 | 90 | 0 | 0 | 0
2.03.026 | C |  | lam. filter 1-groove | ET 884131 | 19 | 19 | 19 | 19 | 26 | 26 | 26 | 26 | 26 | 26 | 26 | 26 | 26 | 26 | 26 | 0.44 | 11.44 | 0
2.03.039 |  |  | plain washer DIN125-1A |  |  |  | 100 | 100 | 100 | 100 | 100 | 100 | 100 | 100 | 100 | 100 | 100 | 100 | 100 | 0.04 | 4 | 0
2.03.072 | C |  | lam. filter 20-groove | ET 882858 | 400 | 400 | 400 | 400 | 400 | 400 | 400 | 400 | 400 | 400 | 400 | 400 | 400 | 400 | 400 | 0.5355 | 214.2 | 0
2.03.090 | B |  | spring 0.3mm | 88.07.06.0002A | 146 | 144 | 142 | 141 | 140 | 137 | 137 | 136 | 137 | 132 | 131 | 128 | 125 | 125 | 124 | 0.698 | 86.552 | -1
2.03.092 | B |  | washer 7.1*8.3*0.05 |  | 300 | 295 | 267 | 261 | 261 | 258 | 258 | 233 | 231 | 228 | 227 | 218 | 216 | 216 | 216 | 0.349 | 75.384 | 0
2.03.095 | B |  | lam. filter 6-groove | ET 880429 | 129 | 129 | 129 | 129 | 129 | 129 | 129 | 129 | 129 | 129 | 129 | 129 | 129 | 129 | 129 | 0.49 | 63.21 | 0
2.03.142 | B |  | lam. filter medium | ET 885141 | 548 | 312 | 270 | 414 | 36 | 342 | 308 | 238 | 237 | 200 | 396 | 226 | 172 | 220 | 198 | 2.717 | 537.966 | -22
2.03.143 | B |  | lam. filter low/medium | ET 884621A | 100 | 161 | 82 | 133 | 30 | 301 | 226 | 244 | 157 | 137 | 82 | 129 | 130 | 230 | 100 | 1.4858 | 148.58 | -130
2.03.170 | D |  | lam. filter high flow | ET 885941 | 0 | 1108 | 1068 | 259 | 212 | 1000 | 727 | 524 | 658 | 640 | 639 | 639 | 450 | 450 | 260 | 3.4922 | 907.972 | -190
2.03.171 |  | Oui | endplate high flow |  | 43 | 43 | 42 | 42 | 41 | 40 | 40 | 40 | 40 | 40 | 40 | 40 | 39 | 39 | 38 | 0 | 0 | -1
2.03.172 |  |  | endplate medium flow |  | 26 | 23 | 23 | 22 | 16 | 14 | 11 | 9 | 7 | 6 | 6 | 4 | 4 | 4 | 3 | 1.43 | 4.29 | -1
2.03.174 | B |  | endplate low/medium flow | ET 884806 | 82 | 82 | 80 | 80 | 79 | 78 | 75 | 68 | 67 | 67 | 67 | 63 | 63 | 63 | 62 | 1.143 | 70.866 | -1
2.03.180 | C |  | plain washer M2*0.5mm | ET 884931 | 165 | 158 | 158 | 158 | 141 | 141 | 128 | 127 | 123 | 123 | 121 | 121 | 121 | 121 | 121 | 0.2222 | 26.8862 | 0
2.03.213 |  |  | spring lock washer M3 | DIN 7980 70-A4 | 100 | 268 | 265 | 265 | 265 | 263 | 258 | 253 | 253 | 251 | 250 | 250 | 250 | 250 | 246 | 0.04 | 9.84 | -4
2.03.250 | A |  | spring F-111C |  | 100 | 97 | 96 | 95 | 94 | 92 | 92 | 91 | 78 | 78 | 78 | 73 | 72 | 72 | 72 | 0.631 | 45.432 | 0
2.03.251 | B |  | lam. filter 38-groove radial |  | 333 | 509 | 459 | 437 | 290 | 180 | 147 | 220 | 298 | 237 | 175 | 389 | 237 | 232 | 237 | 0.931 | 220.647 | 5
2.03.252 | B |  | endplate radial |  | 47 | 44 | 43 | 42 | 41 | 40 | 40 | 39 | 69 | 36 | 36 | 30 | 30 | 30 | 30 | 0.42 | 12.6 | 0
2.03.253 |  | Oui | washer DIN127B-ST ELVZ M2.6 |  | 142 | 143 | 142 | 142 | 142 | 142 | 142 | 142 | 142 | 142 | 142 | 142 | 142 | 142 | 142 | 0 | 0 | 0
2.03.261 | A |  | lam. filter 6-groove radial |  | 209 | 402 | 394 | 322 | 306 | 491 | 475 | 395 | 349 | 280 | 238 | 260 | 225 | 225 | 257 | 0.0086 | 2.2102 | 32
2.03.262 | A |  | lam. filter 1-groove radial |  | 539 | 478 | 413 | 300 | 288 | 231 | 149 | 145 | 141 | 133 | 124 | 81 | 81 | 81 | 81 | 0.646 | 52.326 | 0
2.03.286 |  |  | Washer d8.3*5.6*0.05mm |  | 204 | 145 | 99 | 172 | 96 | 95 | 140 | 126 | 77 | 71 | 250 | 187 | 142 | 142 | 132 | 0.4294 | 56.6808 | -10
2.03.287 |  |  | Washer d8.3*5.6*0.2mm |  | 241 | 241 | 241 | 241 | 241 | 241 | 241 | 241 | 241 | 241 | 241 | 241 | 241 | 241 | 241 | 0.125 | 30.125 | 0
2.03.288 |  |  | valve spring 0.30mm (M3) |  | 80 | 77 | 65 | 60 | 45 | 34 | 29 | 27 | 19 | 16 | 107 | 65 | 51 | 51 | 44 | 0.9538 | 41.9672 | -7
2.03.298 |  |  | Washer d8.3*5.6*0.075mm |  | 150 | 150 | 149 | 109 | 109 | 109 | 109 | 97 | 97 | 97 | 97 | 97 | 97 | 97 | 97 | 0.15 | 14.55 | 0
2.03.312 |  |  | safety spring Industrial head |  |  |  | 1 | 1 | 1 | 1 | 1 | 1 | 1 | 1 | 1 | 1 | 1 | 1 | 1 | 0 | 0 | 0
2.03.328 |  |  | washer DIN127B 70-A4 M3 |  |  |  | 100 | 100 | 100 | 100 | 100 | 100 | 100 | 100 | 100 | 100 | 100 | 100 | 100 | 0.06 | 6 | 0
2.03.343 |  |  | flowconditioner LFE low rad |  | 71 | 59 | 52 | 36 | 29 | 21 | 10 | 26 | 23 | 22 | 15 | 83 | 81 | 81 | 80 | 0.2048 | 16.384 | -1
2.03.399 |  |  | valve spring 0.30mm (M3) II |  |  |  | 20 | 20 | 20 | 20 | 20 | 20 | 20 | 20 | 20 | 20 | 20 | 20 | 20 | 1.26 | 25.2 | 0
2.03.427 |  |  | lam. Filter2 15-groove | [11 empty] | 100 | 100 | 100 | 100 | 100 | 1.2844 | 128.44 | 0
2.03.428 |  |  | lam. Filter2 1-groove | [11 empty] | 100 | 100 | 100 | 100 | 100 | 1.6682 | 166.82 | 0
2.04.037 |  |  | Swagelok adapt.6mm ODx1/4"BSPP |  | 5 | 5 | 5 | 5 | 5 | 5 | 5 | 5 | 5 | 5 | 5 | 5 | 5 | 5 | 5 | 21.033 | 105.165 | 0
2.04.039 |  |  | 1/2" x 1/4" | SS-810-1-4RS | 8 | 6 | 10 | 10 | 12 | 4 | 15 | 15 | 15 | 15 | 15 | 15 | 13 | 13 | 13 | 12.1 | 157.3 | 0
2.04.043 |  |  | Swagelok adapter 1/4"ODx1/4"BSPP (RS) | [11 empty] | 8 | 26 | 27 | 25 | 19 | 13.842 | 262.998 | -6
2.04.043 |  |  | swagelok 1/4"OD*1/4"BSPP | SS-400-1-4RS | 0 | 22 | 10 | 12 | 3 | 1 | 6 | 14 | 9 | 6 | 8 |  |  |  |  | 10.9 | 0 | 0
2.04.044 |  |  | swagelok 1/4"OD*1/4"BSPP with sieve |  | 20 | 20 | 19 | 18 | 18 | 18 | 17 | 16 | 16 | 16 | 16 | 10 | 10 | 10 | 10 | 15.31 | 153.1 | 0
2.04.047 |  |  | Swagelok 10mmx1/4 with sieve |  | 8 | 8 | 6 | 6 | 6 | 6 | 6 | 6 | 6 | 6 | 6 | 6 | 6 | 6 | 6 | 30.8 | 184.8 | 0
2.04.048 |  |  | Swagelok 1/4 OD 18/ BSPP 12mm OD 1/4 | SS-12MO-1-4RS | 0 | 0 | 10 | 10 | 8 | 6 | 6 | 8 | 4 | 4 | 4 | 2 | 2 | 6 | 6 | 19.1 | 114.6 | 0
2.04.050 |  |  | swagelok 10mm*1/8" BSPP |  | 6 | 6 | 6 | 6 | 6 | 6 | 6 | 6 | 6 | 6 | 6 | 6 | 6 | 6 | 6 | 30.8 | 184.8 | 0
2.04.057 |  |  | cajon 1/4"VCR*1/4"BSPP + sieve |  | 12 | 7 | 4 | 4 | 4 | 4 | 4 | 4 | 4 | 4 | 4 | 4 | 4 | 4 | 4 | 29.4 | 117.6 | 0
2.04.066 |  |  | swagelok 6mm*1/4" with sieve |  | 15 | 15 | 15 | 15 | 14 | 14 | 10 | 8 | 9 | 9 | 9 | 9 | 9 | 9 | 7 | 14.54 | 101.78 | -2
2.04.075 |  |  | 'swagelok 1/2"OD*1/2"BSPP | SS-810-1-8RS | 10 | 10 | 9 | 9 | 9 | 7 | 7 | 7 | 7 | 7 | 4 | 4 | 2 | 2 | 2 | 22.1 | 44.2 | 0
2.04.080 |  |  | swagelok 1/8"OD*1/4"BSPP |  | 14 | 12 | 8 | 7 | 7 | 5 | 5 | 3 | 1 | 1 | 0 | 0 | 0 | 0 | 0 | 22.5 | 0 | 0
2.04.091 |  |  | 1/8" x 1/8" | SS-200-1-2RS | 4 | 4 | 4 | 4 | 4 | 4 | 4 | 4 | 4 | 4 | 4 | 4 | 4 | 4 | 4 | 10.1 | 40.4 | 0
2.04.098 |  |  | Swagelok red. 1/16"ODx1/8" tube | Service | [15 empty] | 29.4 | 0 | 0
2.04.113 |  |  | swagelok 12mmOD*1/2"BSPP | SS-12MO-1-8RS | 9 | 5 | 4 | 4 | 6 | 4 | 4 | 4 | 4 | 4 | 4 | 4 | 4 | 4 | 4 | 22.1 | 88.4 | 0
2.04.116 |  |  | cajon 1/4"VCR*1/8"BSPP |  | 16 | 5 | 2 | 2 | 2 | 2 | 2 | 2 | 2 | 2 | 2 | 2 | 2 | 2 | 2 | 23.4375 | 46.875 | 0
2.04.117 |  |  | cajon 1/4"VCR*1/4"BSPP |  | 16 | 16 | 16 | 16 | 16 | 16 | 16 | 16 | 16 | 16 | 16 | 16 | 16 | 16 | 16 | 25.9 | 414.4 | 0
2.04.131 |  |  | swagelok 3/8"OD*1/2"BSPP |  | 10 | 10 | 10 | 10 | 11 | 11 | 11 | 11 | 11 | 11 | 11 | 10 | 10 | 10 | 10 | 38.5 | 385 | 0
2.04.132 |  |  | swagelok 3/8"OD*1/4"BSPP |  | 2 | 2 | 2 | 2 | 2 | 2 | 2 | 2 | 1 | 1 | 1 | 1 | 1 | 1 | 1 | 49.55 | 49.55 | 0
2.04.133 |  |  | swagelok 3/4"OD*1/2"BSPP |  | 2 | 2 | 2 | 2 | 2 | 2 | 2 | 0 | 0 | 0 | 0 | 0 | 0 | 0 | 0 | 66.5 | 0 | 0
2.04.147 |  |  | cajon 1/2"VCR*1/2"BSPP |  | 13 | 13 | 13 | 13 | 13 | 13 | 13 | 13 | 13 | 13 | 13 | 13 | 13 | 13 | 13 | 64.4 | 837.2 | 0
2.04.149 |  |  | swagelok 6mmOD*1/8"BSPP | SS-6MO-1-2RP | 15 | 15 | 15 | 15 | 14 | 13 | 8 | 8 | 8 | 8 | 8 | 8 | 8 | 8 | 6 | 10.5 | 63 | -2
2.04.152 |  |  | swagelok 6mmOD*1/4"BSPP | SS-6MO-1-4RP | 8 | 4 | 4 | 2 | 0 | 0 | 4 | 4 | 4 | 4 | 4 | 0 | 0 | 0 | 0 | 13.1 | 0 | 0
2.04.155 |  |  | swagelok 12mmOD*1/4"BSPP | SS-12MO-1-4RP | 25 | 25 | 25 | 25 | 21 | 19 | 19 | 19 | 19 | 19 | 19 | 19 | 18 | 18 | 18 | 21.9 | 394.2 | 0
2.04.159 |  |  | swagelok 12mmOD*1/2"BSPP | SS-12MO-1-8RP | 12 | 10 | 10 | 10 | 8 | 8 | 8 | 8 | 8 | 8 | 8 | 8 | 8 | 8 | 8 | 27.3 | 218.4 | 0
2.04.175 |  |  | Swagelok ferrule set 1/4"OD | Service | [15 empty] | 2.07 | 0 | 0
2.04.177 |  |  | swagelok 1/8"OD*1/8"BSPP | SS-200-1-2RP | 25 | 26 | 26 | 26 | 26 | 26 | 26 | 25 | 25 | 25 | 25 | 25 | 24 | 24 | 24 | 10.4 | 249.6 | 0
2.04.179 |  |  | swagelok 1/4"OD*1/8"BSPP | SS-400-1-2RP | 27 | 27 | 26 | 24 | 24 | 22 | 20 | 18 | 18 | 18 | 18 | 18 | 18 | 18 | 18 | 10.5 | 189 | 0
2.04.180 |  |  | swagelok 1/4"OD*1/4"BSPP | SS-400-1-4RP | 12 | 11 | 11 | 7 | 5 | 5 | 5 | 5 | 5 | 3 | 1 | 1 | 0 | 0 | 0 | 13.1 | 0 | 0
2.04.182 |  |  | swagelok 1/2"OD*1/4"BSPP | SS-810-1-4RP | 9 | 9 | 7 | 7 | 7 | 6 | 6 | 6 | 6 | 6 | 6 | 4 | 4 | 4 | 4 | 24.8 | 99.2 | 0
2.04.183 |  |  | swagelok 1/2"OD*1/2"BSPP | SS-810-1-8RP | 6 | 6 | 7 | 4 | 3 | 3 | 3 | 2 | 2 | 2 | 0 | 0 | 0 | 0 | 0 | 26 | 0 | 0
2.04.185 |  |  | Swagelok ferrule set 1/8"OD | Service | [15 empty] | 2.668 | 0 | 0
2.04.186 |  |  | Swagelok plug 1/8"OD |  |  |  | 5 | 5 | 5 | 5 | 5 | 5 | 5 | 5 | 5 | 5 | 5 | 5 | 5 | 9.16 | 45.8 | 0
2.04.195 |  |  | Swagelok adapter 3mm ODx1/8" BSPP with sieve |  | 10 | 9 | 9 | 9 | 9 | 9 | 9 | 9 | 9 | 9 | 9 | 9 | 9 | 9 | 9 | 36.4 | 327.6 | 0
2.04.203 |  |  | Swagelok adapter 3mm ODx1/4" BSPP with sieve |  | 2 | 2 | 2 | 2 | 2 | 2 | 2 | 2 | 2 | 2 | 2 | 2 | 2 | 2 | 2 | 37.4 | 74.8 | 0
2.04.205 |  |  | swagelok 1/8"OD*1/4"BSPP + sieve |  | 4 | 4 | 4 | 4 | 4 | 4 | 4 | 3 | 3 | 3 | 3 | 3 | 3 | 3 | 3 | 20.16 | 60.48 | 0
2.04.207 |  |  | Swagelok ferrule set 1/16"OD | Service | [15 empty] | 4.16 | 0 | 0
2.04.224 |  |  | Cajon Nut |  |  |  | 1 | 1 | 1 | 1 | 1 | 1 | 1 | 1 | 1 | 1 | 1 | 1 | 1 | 18.47 | 18.47 | 0
2.04.226 |  |  | Cajon 1/8" VCR gasket |  |  |  | 1 | 1 | 1 | 1 | 1 | 1 | 1 | 1 | 1 | 1 | 1 | 1 | 1 | 4.24 | 4.24 | 0
2.04.227 |  |  | cajon 1/2"VCR*1/4"BSPP |  | 3 | 3 | 3 | 3 | 3 | 3 | 3 | 3 | 3 | 3 | 3 | 3 | 3 | 3 | 3 | 35 | 105 | 0
2.04.261 |  |  | Swagelok red.1/4"ODx1/2"tube | Service | [15 empty] | 16.16 | 0 | 0
2.04.280 |  |  | swagelok 3/4"OD*1/2"BSPP | SS-1210-1-8RP | 3 | 3 | 3 | 3 | 3 | 3 | 3 | 3 | 3 | 3 | 3 | 3 | 3 | 3 | 3 | 79.8 | 239.4 | 0
2.04.289 |  |  | shorted adapter 3mm ODx1/4" BSPP |  | 1 | 1 | 1 | 1 | 1 | 1 | 1 | 1 | 1 | 1 | 1 | 1 | 1 | 1 | 1 | 45.5 | 45.5 | 0
2.04.295 |  |  | shorted adapter 1/4"OD x 1/4" BSPP |  | 7 | 7 | 7 | 6 | 6 | 6 | 6 | 4 | 4 | 4 | 4 | 3 | 3 | 3 | 3 | 15.31 | 45.93 | 0
2.04.308 |  |  | Swagelok red. 1/8"ODx1/16"tube | service | [15 empty] | 32.63 | 0 | 0
2.04.333 |  |  | Swagelok adapt.3/8"ODx1/8"BSPP |  | 15 | 15 | 15 | 15 | 14 | 14 | 14 | 14 | 14 | 14 | 14 | 14 | 14 | 14 | 14 | 49 | 686 | 0
2.04.351 |  |  | Swagelok adapt.1/4 face seal x1/8" BSPP RS |  | 2 | 2 | 2 | 2 | 2 | 2 | 2 | 2 | 2 | 2 | 2 | 2 | 2 | 2 | 2 | 25.9 | 51.8 | 0
2.04.352 |  |  | Swagelok adapt.1/4 face seal x1/4" BSPP RS |  | 6 | 10 | 6 | 4 | 1 | 10 | 2 | 7 | 7 | 3 | 11 | 18 | 14 | 14 | 10 | 18.09 | 180.9 | -4
2.04.353 |  |  | adapter 1/2"face sealx1/4"BSPP RS |  | 10 | 10 | 10 | 10 | 9 | 9 | 9 | 9 | 9 | 9 | 9 | 9 | 9 | 9 | 9 | 30.421 | 273.789 | 0
2.04.354 |  |  | adapter 1/2"face sealx1/2"BSPP RS |  | 10 | 10 | 8 | 8 | 8 | 8 | 8 | 8 | 8 | 8 | 8 | 8 | 8 | 8 | 8 | 21.574 | 172.592 | 0
2.04.414 |  |  | Swagelok nut 1/4"OD | Service | [15 empty] | 53.08 | 0 | 0
2.04.464 |  |  | Swagelok nut 1/16"OD | Service | [15 empty] | 144.49 | 0 | 0
2.05.124 | C | Oui | align box laminar flow element | ECP | 19 | 19 | 19 | 19 | 19 | 19 | 19 | 19 | 19 | 19 | 19 | 19 | 19 | 19 | 19 | 0 | 0 | 0
2.05.353 | G |  | orificeholder F-001C n.c. | ECP | 23 | 20 | 18 | 18 | 17 | 17 | 16 | 16 | 16 | 15 | 14 | 8 | 7 | 6 | 5 | 15.49 | 77.45 | -1
2.05.358 | E |  | orifice F-001 d0.05mm | ECP | 25 | 25 | 23 | 23 | 20 | 18 | 18 | 17 | 17 | 17 | 17 | 17 | 17 | 17 | 17 | 28.98 | 492.66 | 0
2.05.359 | E |  | orifice F-001 d0.07mm | ECP | 19 | 17 | 17 | 16 | 10 | 16 | 16 | 15 | 15 | 15 | 15 | 15 | 15 | 15 | 15 | 28.54 | 428.1 | 0
2.05.360 | E |  | orifice F-001 d0.10mm | ECP | 29 | 30 | 30 | 30 | 28 | 28 | 28 | 28 | 28 | 28 | 28 | 28 | 27 | 27 | 27 | 19.94 | 538.38 | 0
2.05.361 | E |  | orifice F-001 d0.14mm | ECP | 15 | 13 | 13 | 13 | 9 | 9 | 9 | 9 | 9 | 9 | 8 | 7 | 7 | 7 | 7 | 14.38 | 100.66 | 0
2.05.362 | E |  | orifice F-001 d0.20mm | ECP | 11 | 18 | 18 | 11 | 11 | 7 | 8 | 7 | 7 | 6 | 6 | 6 | 6 | 6 | 5 | 14.6 | 73 | -1
2.05.363 | E |  | orifice F-001 d0.30mm | ECP | 13 | 5 | 6 | 10 | 12 | 11 | 9 | 8 | 8 | 8 | 8 | 7 | 7 | 7 | 7 | 14.16 | 99.12 | 0
2.05.364 | E |  | orifice F-001 d0.37mm | ECP | 6 | 4 | 4 | 3 | 3 | 7 | 5 | 3 | 1 | 3 | 3 | 3 | 3 | 3 | 2 | 18 | 36 | -1
2.05.365 | E |  | orifice F-001 d0.50mm | ECP | 18 | 16 | 16 | 16 | 14 | 13 | 12 | 12 | 12 | 12 | 12 | 12 | 12 | 12 | 12 | 18 | 216 | 0
2.05.366 | E |  | orifice F-001 d0.70mm | ECP | 3 | 4 | 5 | 4 | 4 | 4 | 4 | 2 | 2 | 2 | 2 | 3 | 3 | 3 | 3 | 16.5 | 49.5 | 0
2.05.367 | E |  | orifice F-001 d1.00mm | ECP | 3 | 3 | 1 | 1 | 4 | 2 | 3 | 1 | 1 | 6 | 6 | 5 | 5 | 5 | 5 | 10.736 | 53.68 | 0
2.05.368 | E |  | orifice F-001 d1.30mm | ECP | 19 | 19 | 19 | 19 | 17 | 16 | 6 | 15 | 15 | 14 | 14 | 8 | 8 | 8 | 8 | 12.96 | 103.68 | 0
2.05.382 |  |  | insert F-101D annular d11.00mm |  | 1 | 1 | 1 | 1 | 1 | 1 | 1 | 1 | 1 | 1 | 1 | 1 | 1 | 1 | 1 | 35.38 | 35.38 | 0
2.05.383 |  |  | insert annular F-101D d10.95mm |  | 3 | 3 | 3 | 3 | 3 | 3 | 3 | 3 | 3 | 3 | 3 | 3 | 3 | 3 | 3 | 41.7 | 125.1 | 0
2.05.384 |  |  | insert annular F-101D d10.90mm | ECP | 2 | 2 | 2 | 2 | 2 | 2 | 2 | 2 | 2 | 2 | 2 | 2 | 2 | 2 | 2 | 41.61 | 83.22 | 0
2.05.385 |  |  | insert annular F-101D d10.80mm | ECP | 3 | 3 | 3 | 3 | 3 | 1 | 1 | 1 | 1 | 1 | 1 | 1 | 1 | 1 | 1 | 37.56 | 37.56 | 0
2.05.386 |  |  | insert annular F-101D d10.70mm | ECP | 2 | 2 | 2 | 2 | 2 | 1 | 1 | 1 | 1 | 1 | 1 | 1 | 1 | 1 | 1 | 41.7 | 41.7 | 0
2.05.387 |  |  | insert F-101D annular d10.60mm |  | 1 | 1 | 1 | 1 | 1 | 1 | 1 | 0 | 0 | 0 | 0 | 0 | 0 | 0 | 0 | 41.7 | 0 | 0
2.05.388 |  |  | insert F-101D annular d10.50mm |  | 1 | 1 | 1 | 0 | 0 | 1 | 1 | 1 | 1 | 1 | 1 | 1 | 1 | 1 | 1 | 41.7 | 41.7 | 0
2.05.389 |  |  | insert annular F-101D d10.40mm | ECP | 1 | 1 | 1 | 1 | 1 | 1 | 0 | 1 | 1 | 1 | 1 | 1 | 1 | 1 | 1 | 41.7 | 41.7 | 0
2.05.390 |  |  | insert annular F-101D d10.30mm | ECP | 1 | 1 | 1 | 1 | 1 | 1 | 1 | 1 | 1 | 1 | 1 | 1 | 1 | 1 | 1 | 40.84 | 40.84 | 0
2.05.391 |  |  | insert annular F-101D d10.10mm | ECP | 1 | 1 | 1 | 1 | 1 | 1 | 1 | 1 | 1 | 1 | 1 | 1 | 1 | 1 | 1 | 41.7 | 41.7 | 0
2.05.392 |  |  | insert annular F-101D d 9.90mm |  | 3 | 5 | 5 | 5 | 5 | 5 | 5 | 5 | 5 | 5 | 5 | 5 | 5 | 5 | 2 | 41.7 | 83.4 | -3
2.05.394 |  |  | insert grooved F-101D 11.30mm |  | 1 | 1 | 1 | 1 | 1 | 1 | 1 | 1 | 1 | 1 | 1 | 1 | 1 | 1 | 1 | 41.7 | 41.7 | 0
2.05.395 |  |  | insert F-101D grooved 11.20mm |  | 2 | 2 | 2 | 2 | 2 | 2 | 2 | 2 | 2 | 2 | 2 | 2 | 2 | 2 | 2 | 41.7 | 83.4 | 0
2.05.396 |  |  | insert F-101D grooved d11.10mm | [6 empty] | 1 | 1 | 1 | 1 | 1 | 1 | 1 | 1 | 1 | 1 | 41.7 | 41.7 | 0
2.05.397 |  |  | insert F-101D grooved 11.00mm |  | 1 | 1 | 1 | 1 | 7 | 7 | 7 | 7 | 7 | 7 | 7 | 7 | 7 | 7 | 7 | 37.56 | 262.92 | 0
2.05.398 |  |  | insert grooved F-101D 10.90mm |  | 1 | 1 | 1 | 1 | 1 | 1 | 1 | 1 | 1 | 1 | 1 | 1 | 1 | 1 | 1 | 41.7 | 41.7 | 0
2.05.399 |  |  | insert F-101D grooved 10.80mm |  | 2 | 2 | 2 | 2 | 2 | 2 | 2 | 2 | 2 | 2 | 2 | 2 | 2 | 2 | 2 | 41.7 | 83.4 | 0
2.05.512 | C |  | orifice F-001 d1.50mm | ECP | 8 | 5 | 4 | 3 | 3 | 3 | 3 | 2 | 1 | 6 | 6 | 5 | 5 | 5 | 5 | 13.374 | 66.87 | 0
2.05.513 | C |  | orifice F-001 d1.70mm | ECP | 8 | 13 | 12 | 12 | 12 | 12 | 11 | 9 | 9 | 8 | 8 | 6 | 6 | 6 | 6 | 15.8 | 94.8 | 0
2.05.515 | C |  | orifice F-001 d2.00mm | ECP | 4 | 4 | 4 | 4 | 4 | 3 | 3 | 3 | 3 | 2 | 1 | 4 | 4 | 4 | 4 | 14.16 | 56.64 | 0
2.05.597 |  |  | reducer 1/4" female*1/8" male |  | 9 | 9 | 9 | 9 | 9 | 9 | 9 | 9 | 9 | 9 | 9 | 9 | 9 | 9 | 9 | 30.65 | 275.85 | 0
2.05.598 |  |  | reducer 1/4" female*1/4" male |  | 8 | 8 | 8 | 8 | 8 | 8 | 8 | 8 | 8 | 8 | 8 | 8 | 8 | 8 | 8 | 33.83 | 270.64 | 0
2.05.638 | G |  | plunger F-001C viton |  | 19 | 20 | 14 | 10 | 6 | 12 | 5 | 20 | 13 | 7 | 12 | 0 | 16 | 14 | 10 | 19.8 | 198 | -4
2.05.667 | J |  | sleeve F-001C LD/LE/LF n.c. | ECP | 36 | 33 | 33 | 32 | 32 | 32 | 30 | 30 | 30 | 29 | 29 | 24 | 22 | 21 | 20 | 23.03 | 460.6 | -1
2.05.678 |  |  | plunger F-003AC viton |  | 2 | 1 | 1 | 3 | 3 | 7 | 7 | 5 | 2 | 8 | 5 | 8 | 3 | 26 | 24 | 65.322 | 1567.728 | -2
2.05.687 | D |  | cover plate F-001C |  | 29 | 28 | 26 | 24 | 22 | 21 | 21 | 21 | 21 | 20 | 20 | 15 | 12 | 12 | 11 | 6.31 | 69.41 | -1
2.05.726 |  |  | insert annular F-101D d10.20mm |  | 1 | 1 | 1 | 1 | 1 | 1 | 1 | 1 | 1 | 1 | 1 | 1 | 1 | 1 | 1 | 36.82 | 36.82 | 0
2.05.727 |  |  | Insert F-101D grooved 11,15 |  | 1 | 1 | 1 | 1 | 1 | 1 | 1 | 1 | 1 | 1 | 1 | 0 | 1 | 1 | 1 | 36.56 | 36.56 | 0
2.05.728 |  |  | insert grooved F-101D d11,05mm |  | 2 | 2 | 2 | 2 | 2 | 2 | 2 | 2 | 2 | 2 | 2 | 2 | 2 | 2 | 2 | 41.7 | 83.4 | 0
2.05.729 |  |  | Insert F-101D grooved 10,95 mm |  | 1 | 1 | 1 | 1 | 1 | 1 | 1 | 1 | 1 | 1 | 1 | 1 | 1 | 1 | 1 | 41.7 | 41.7 | 0
2.05.773 | E | Oui | plunger F-001C EPDM |  | 4 | 4 | 0 | 0 | 0 |  | 0 | 0 | 0 | 0 | 0 | 0 | 0 |  |  | 0 | 0 | 0
2.05.784 |  |  | weld adapter 6mm OD with 2.15.230 | Mounted with 2.15.230 |  |  |  |  | 6 | 6 | 6 | 4 | 10 | 10 | 6 | 6 | 2 | 2 | 0 | 11.16 | 0 | -2
2.05.856 |  |  | plunger F-003AC elast. PTFE |  | 2 | 2 | 2 | 2 | 1 | 1 | 1 | 1 | 1 | 5 | 5 | 5 | 5 | 5 | 5 | 30.89 | 154.45 | 0
2.05.954 |  |  | plunger F-002AC viton |  | 5 | 4 | 5 | 5 | 3 | 3 | 1 | 2 | 6 | 2 | 4 | 0 | 18 | 7 | 4 | 44.972 | 179.888 | -3
2.05.960 |  |  | plunger F-002AC elast. PTFE |  | 2 | 5 | 3 | 1 | 3 | 1 | 3 | 1 | 0 | 0 | 0 | 0 | 0 | 0 | 0 | 33.88 | 0 | 0
2.10.088 |  |  | front E-7000 R/C |  | 2 | 5 | 5 | 4 | 2 | 2 | 2 | 1 | 1 | 1 | 1 | 1 | 1 | 1 | 1 | 75.8 | 75.8 | 0
2.15.003 |  |  | orifice COMBI-FLOW d0.10mm | [8 empty] | 2 | 2 | 2 | 2 | 2 | 2 | 2 | 2 | 14.67 | 29.34 | 0
2.15.004 |  |  | orifice COMBI-FLOW d0.14mm | [8 empty] | 1 | 1 | 1 | 1 | 1 | 1 | 1 | 1 | 14.67 | 14.67 | 0
2.15.024 |  |  | Flange KF16*1/8"BSPP |  | 1 | 1 | 1 | 1 | 1 | 1 | 1 | 1 | 1 | 1 | 1 | 1 | 1 | 1 | 1 | 38.12 | 38.12 | 0
2.15.059 |  |  | cover F-113AC |  | 1 | 1 | 1 | 1 | 1 | 1 | 1 | 1 | 1 | 1 | 1 | 1 | 1 | 1 | 1 | 113 | 113 | 0
2.15.060 | D |  | endplate high flow | ECP | 1 | 1 | 1 | 0 | 0 | 0 | 0 | 0 | 0 | 0 | 1 | 0 | 0 |  |  | 31.64 | 0 | 0
2.15.137 |  |  | adjusting screw F-004BC |  | 1 | 1 | 1 | 1 | 1 | 1 | 1 | 1 | 1 | 1 | 1 | 1 | 1 | 1 | 1 | 15.3 | 15.3 | 0
2.15.230 |  |  | body W-300 | [5 empty] | 3 | 3 | 3 | 2 | 5 | 4 | 3 | 3 | 1 | 1 | 0 | 174 | 0 | -1
2.15.282 |  |  | Metal seal W-200 | [7 empty] | 3 | 3 | 3 | 3 | 3 | 3 | 3 | 3 | 3 | 8.4 | 25.2 | 0
2.15.297 |  |  | blind cap face seal 1/8 | [6 empty] | 1 | 1 | 1 | 1 | 1 | 1 | 1 | 1 | 1 | 1 | 16.08 | 16.08 | 0
2.15.310 |  |  | metal seal W-300 |  | 8 | 8 | 7 | 1 | 4 | 4 | 12 | 7 | 5 | 12 | 8 | 7 | 2 | 10 | 6 | 13.437 | 80.622 | -4
2.15.312 |  |  | orifice W-001/002/003 d0.14mm | [6 empty] | 1 | 1 | 1 | 1 | 1 | 1 | 1 | 1 | 1 | 5 | 39.428 | 197.14 | 4
2.15.313 |  |  | orifice W-001/002/003 d0.2mm | [7 empty] | 0 | 4 | 4 | 4 | 4 | 3 | 3 | 3 | 3 | 47.12 | 141.36 | 0
2.15.349 | B |  | lam. Flow-device holder radial |  | 30 | 27 | 26 | 25 | 24 | 23 | 23 | 22 | 22 | 20 | 17 | 15 | 15 | 15 | 15 | 8.07 | 121.05 | 0
2.15.488 |  |  | orificeholder combi d0.05 | [5 empty] | 1 | 1 | 1 | 1 | 1 | 1 | 1 | 1 | 1 | 1 | 1 | 58.57 | 58.57 | 0
2.15.489 |  |  | orificeholder combi d0.10 | [5 empty] | 1 | 1 | 1 | 1 | 1 | 1 | 1 | 1 | 1 | 1 | 1 | 58.57 | 58.57 | 0
2.15.490 |  |  | orificeholder combi d0.14 |  |  |  |  | 1 | 2 | 2 | 2 | 2 | 2 | 2 | 2 | 2 | 2 | 2 | 2 | 58.57 | 117.14 | 0
2.15.491 |  |  | orificeholder combi d0.20 | [5 empty] | 1 | 1 | 1 | 1 | 1 | 1 | 1 | 1 | 1 | 1 | 1 | 58.57 | 58.57 | 0
2.15.492 |  |  | orificeholder combi d0.30 | [5 empty] | 0 | 0 | 0 | 0 | 0 | 0 | 0 | 0 | 0 | 0 | 0 | 58.57 | 0 | 0
2.15.493 |  |  | orificeholder combi d0.50 |  |  |  |  | 4 | 5 | 5 | 5 | 5 | 5 | 5 | 5 | 5 | 5 | 5 | 5 | 58.57 | 292.85 | 0
2.15.494 |  |  | orificeholder combi d0.70 | [5 empty] | 7 | 4 | 6 | 6 | 6 | 4 | 3 | 2 | 2 | 1 | 5 | 52.226 | 261.13 | 4 | 1x F1921109
2.15.500 |  |  | orificeholder combi d1.0 | [5 empty] | 1 | 1 | 1 | 1 | 1 | 1 | 1 | 1 | 5 | 1 | 1 | 67.11 | 67.11 | 0
2.15.501 |  |  | orificeholder combi d1.3 | [5 empty] | 1 | 1 | 1 | 1 | 1 | 1 | 1 | 1 | 1 | 1 | 1 | 77.04 | 77.04 | 0
2.15.502 |  |  | orificeholder combi d1.5 | [5 empty] | 1 | 1 | 1 | 1 | 1 | 1 | 1 | 1 | 1 | 1 | 1 | 81.86 | 81.86 | 0
2.15.503 |  |  | orificeholder combi d1.7 | [5 empty] | 1 | 1 | 1 | 1 | 1 | 1 | 1 | 1 | 1 | 1 | 1 | 113.65 | 113.65 | 0 | 5x 1952134
2.15.504 |  |  | orificeholder combi d2.0 | [5 empty] | 1 | 1 | 1 | 1 | 1 | 1 | 1 | 1 | 1 | 1 | 1 | 69.4 | 69.4 | 0
2.15.505 |  |  | orifice W-001/002/003 d0.10mm | [6 empty] | 0 | 1 | 1 | 1 | 1 | 1 | 0 | 0 | 0 |  | 47.12 | 0 | 0
2.15.548 |  |  | orificeholder combi d0.07 | [5 empty] | 1 | 1 | 1 | 1 | 1 | 1 | 1 | 1 | 1 | 1 | 1 | 58.57 | 58.57 | 0
2.15.549 |  |  | orificeholder combi d0.37 | [5 empty] | 1 | 1 | 1 | 1 | 1 | 1 | 1 | 1 | 1 | 1 | 1 | 58.57 | 58.57 | 0
2.15.571 |  |  | Orrifice V01 0.05mm |  | 3 | 6 | 3 | 5 | 5 | 4 | 7 | 7 | 2 | 7 | 4 | 1 | 2 | 3 | 1 | 31.878 | 31.878 | -2
2.15.572 |  |  | Orrifice V01 0.07mm |  | 4 | 3 | 3 | 5 | 3 | 6 | 8 | 3 | 6 | 6 | 1 | 1 | 5 | 4 | 2 | 33.48 | 66.96 | -2
2.15.573 |  |  | Orrifice V01 0.10mm |  | 3 | 1 | 11 | 9 | 4 | 3 | 1 | 5 | 3 | 6 | 4 | 2 | 3 | 3 | 1 | 31.842 | 31.842 | -2
2.15.574 |  |  | Orrifice V01 0.14mm |  | 5 | 3 | 4 | 4 | 4 | 2 | 4 | 4 | 3 | 6 | 2 | 2 | 5 | 5 | 2 | 31.878 | 63.756 | -3
2.15.575 |  |  | Orrifice V01 0.20mm |  | 12 | 10 | 10 | 9 | 3 | 2 | 7 | 6 | 4 | 4 | 4 | 6 | 11 | 6 | 0 | 31.878 | 0 | -6 | 5x 1957208
2.15.576 |  |  | Orrifice V01 0.30mm |  | 9 | 5 | 9 | 10 | 4 | 4 | 4 | 6 | 5 | 3 | 1 | 16 | 14 | 19 | 19 | 31.05 | 589.95 | 0
2.15.577 |  |  | Orrifice V01 0.37mm |  | 8 | 8 | 7 | 6 | 6 | 4 | 3 | 3 | 3 | 3 | 0 | 8 | 6 | 6 | 6 | 25.406 | 152.436 | 0
2.15.578 |  |  | Orrifice V01 0.50mm |  | 11 | 10 | 7 | 7 | 4 | 1 | 5 | 5 | 3 | 6 | 3 | 14 | 25 | 25 | 25 | 25.407 | 635.175 | 0
2.15.579 |  |  | Orrifice V01 0.70mm |  | 4 | 5 | 3 | 10 | 5 | 3 | 3 | 5 | 4 | 4 | 3 | 10 | 10 | 8 | 6 | 25.407 | 152.442 | -2
2.15.580 |  |  | Orrifice V01 1.00mm |  | 5 | 3 | 3 | 11 | 7 | 3 | 3 | 5 | 3 | 7 | 7 | 10 | 8 | 8 | 8 | 24.966 | 199.728 | 0
2.15.581 |  |  | Orrifice V01 1.30mm |  | 4 | 4 | 4 | 3 | 2 | 4 | 3 | 3 | 1 | 6 | 5 | 13 | 13 | 13 | 12 | 25.956 | 311.472 | -1
2.15.582 |  |  | Orrifice V01 1.50mm |  | 5 | 6 | 6 | 6 | 6 | 6 | 8 | 6 | 5 | 4 | 4 | 7 | 7 | 7 | 7 | 24.82 | 173.74 | 0
2.15.583 |  |  | Orrifice V01 1.70mm |  | 5 | 5 | 4 | 4 | 2 | 2 | 2 | 2 | 2 | 7 | 2 | 14 | 10 | 10 | 10 | 27.567 | 275.67 | 0
2.15.584 |  |  | Orrifice V01 2.00mm |  | 2 | 2 | 1 | 3 | 2 | 2 | 3 | 3 | 3 | 3 | 3 | 5 | 5 | 2 | 2 | 25.956 | 51.912 | 0
2.15.585 |  |  | Sleeve V01 n;c |  | 7 | 24 | 16 | 12 | 3 | 17 | 12 | 11 | 7 | 6 | 10 | 14 | 10 | 10 | 10 | 35.019 | 350.19 | 0
2.15.597 |  |  | plunger topmount viton 51414 |  |  |  | 1 | 0 | 0 | 0 | 0 | 0 | 0 | 0 | 0 | 0 | 0 | 0 | 0 | 16.08 | 0 | 0
2.15.624 |  |  | Washer coil housing V01 LD-LF |  | 8 | 8 | 8 | 8 | 8 | 8 | 8 | 8 | 8 | 8 | 8 | 8 | 8 | 8 | 8 | 7.24 | 57.92 | 0
2.15.719 |  |  | plunger F-001C Kalrez 6375 |  | 4 | 4 | 4 | 4 | 2 | 4 | 3 | 1 | 4 | 5 | 10 | 9 | 7 | 6 | 6 | 31.706 | 190.236 | 0
2.15.757 |  |  | cap valve topmount | Service | [11 empty] | 0 |  |  |  | 23.67 | 0 | 0
2.15.772 |  |  | mounting frame digital |  |  |  | 2 | 2 | 2 | 1 | 1 | 1 | 0 | 1 | 1 | 1 | 1 | 1 | 1 | 3.8 | 3.8 | 0
2.15.823 |  |  | distance part C5 nc |  |  |  | 5 | 5 | 5 | 5 | 5 | 10 | 10 | 10 | 10 | 10 | 10 | 6 | 5 | 11 | 55 | -1
2.15.850 |  |  | cover coil case IT | [5 empty] | 1 | 1 | 1 | 1 | 1 | 1 | 1 | 1 | 1 | 0 | 0 | 30.51 | 0 | 0
2.15.851 |  |  | sleeve C5 valve | [5 empty] | 5 | 5 | 5 | 5 | 5 | 5 | 5 | 5 | 5 | 4 | 4 | 84.97 | 339.88 | 0
2.15.854 |  |  | L20 heat exchanger |  |  |  |  | 1 | 1 | 1 | 1 | 1 | 1 | 1 | 1 | 1 | 1 | 1 | 1 | 21 | 21 | 0
2.15.858 |  |  | moulded IN-FLOW housing |  |  |  | 2 | 2 | 2 | 2 | 2 | 2 | 1 | 1 | 1 | 1 | 1 | 1 | 1 | 143.83 | 143.83 | 0
2.15.862 |  |  | CORI-FLOW cover din8 |  |  |  | 1 | 1 | 1 | 1 | 1 | 1 | 1 | 1 | 1 | 1 | 1 | 1 | 1 | 115.52 | 115.52 | 0
2.15.891 |  |  | cover coil case IG/IH/II |  |  |  |  | 2 | 1 | 1 | 1 | 1 | 1 | 1 | 1 | 1 | 1 | 1 | 1 | 17 | 17 | 0
2.15.892 |  |  | Cover coil case C2 IG/IH |  |  |  | 3 | 3 | 3 | 2 | 2 | 2 | 1 | 3 | 3 | 3 | 3 | 3 | 3 | 18.28 | 54.84 | 0
2.15.896 |  |  | Sleeve C2 |  | 2 | 2 | 2 | 2 | 2 | 3 | 3 | 3 | 3 | 3 | 3 | 2 | 2 | 2 | 3 | 58.24 | 174.72 | 1
2.15.909 |  |  | cover LFE low radial |  | 13 | 22 | 14 | 18 | 11 | 13 | 4 | 20 | 19 | 18 | 17 | 5 | 23 | 23 | 22 | 7.623 | 167.706 | -1
2.19.021 |  |  | cover F-112AC | [12 empty] | 0 | 0 | 0 | 0 | 34.16 | 0 | 0
2.20.001 |  |  | support ring metal/topmount |  |  |  | 2 | 2 | 2 | 2 | 2 | 2 | 2 | 2 | 2 | 2 | 2 | 2 | 2 | 9.61 | 19.22 | 0
2.20.009 |  |  | orrifie metal seal d0.05mm |  |  |  | 1 | 1 | 1 | 1 | 1 | 1 | 1 | 1 | 1 | 1 | 1 | 1 | 1 | 44.27 | 44.27 | 0
2.20.010 |  |  | orrifie metal seal d0.07mm |  |  |  | 1 | 1 | 1 | 1 | 1 | 1 | 1 | 1 | 1 | 1 | 1 | 1 | 1 | 44.27 | 44.27 | 0
2.20.011 |  |  | orrifie metal seal d0.10mm |  |  |  | 1 | 1 | 1 | 1 | 1 | 1 | 1 | 1 | 1 | 1 | 1 | 2 | 2 | 44.27 | 88.54 | 0
2.20.012 |  |  | orrifie metal seal d0.14mm |  |  |  | 1 | 1 | 1 | 1 | 1 | 1 | 1 | 1 | 1 | 1 | 1 | 1 | 1 | 44.27 | 44.27 | 0
2.20.013 |  |  | orrifie metal seal d0.20mm |  |  |  | 1 | 1 | 1 | 1 | 1 | 1 | 1 | 1 | 1 | 1 | 1 | 1 | 1 | 44.27 | 44.27 | 0
2.20.014 |  |  | orrifie metal seal d0.30mm |  |  |  | 1 | 1 | 1 | 1 | 1 | 1 | 1 | 1 | 1 | 1 | 1 | 1 | 1 | 40.17 | 40.17 | 0
2.20.015 |  |  | orrifie metal seal d0.37mm |  |  |  | 1 | 1 | 1 | 1 | 1 | 1 | 1 | 0 | 1 | 1 | 1 | 1 | 1 | 40.17 | 40.17 | 0
2.20.016 |  |  | orrifie metal seal d0.50mm |  |  |  | 1 | 1 | 1 | 1 | 1 | 1 | 1 | 1 | 1 | 1 | 1 | 1 | 1 | 40.05 | 40.05 | 0
2.20.017 |  |  | orrifie metal seal d0.70mm |  |  |  | 1 | 1 | 1 | 1 | 1 | 1 | 1 | 1 | 1 | 1 | 1 | 1 | 1 | 40.17 | 40.17 | 0
2.20.018 |  |  | orrifie metal seal d1.00mm |  |  |  | 1 | 1 | 1 | 1 | 1 | 1 | 1 | 1 | 1 | 1 | 1 | 1 | 1 | 40.17 | 40.17 | 0
2.20.019 |  |  | orrifie metal seal d1.3mm |  |  |  | 1 | 1 | 1 | 1 | 1 | 1 | 1 | 1 | 1 | 1 | 1 | 1 | 1 | 40.17 | 40.17 | 0
2.20.020 |  |  | orrifie metal seal d1.5mm |  |  |  | 1 | 1 | 1 | 1 | 1 | 1 | 1 | 1 | 1 | 1 | 1 | 1 | 1 | 40.17 | 40.17 | 0
2.20.021 |  |  | orrifie metal seal d1.7mm |  |  |  | 1 | 1 | 1 | 1 | 1 | 1 | 1 | 1 | 1 | 1 | 1 | 1 | 1 | 40.17 | 40.17 | 0
2.20.022 |  |  | orrifie metal seal d2.0mm |  |  |  | 1 | 1 | 1 | 1 | 1 | 1 | 1 | 1 | 1 | 1 | 1 | 1 | 1 | 12.912 | 12.912 | 0
2.20.062 |  |  | sleeve topmount ind nc |  |  |  | 2 | 2 | 2 | 2 | 1 | 1 | 1 | 1 | 1 | 2 | 1 | 1 | 1 | 63.65 | 63.65 | 0
2.20.171 |  |  | insert F-102E/F-202E d21.55mm | Service | [15 empty] | 74.67 | 0 | 0
2.20.218 |  |  | brass seal nut |  |  |  | 2 | 2 | 2 | 2 | 2 | 2 | 2 | 2 | 2 | 2 | 2 | 2 | 2 | 9.5 | 19 | 0
2.20.222 |  |  | spindle LFE low rad II |  | 12 | 20 | 10 | 13 | 15 | 4 | 14 | 8 | 7 | 6 | 15 | 2 | 18 | 18 | 17 | 14.058 | 238.986 | -1
2.20.233 |  |  | bush for insert F-101D/E |  | 5 | 5 | 5 | 5 | 10 | 15 | 14 | 14 | 14 | 11 | 10 | 4 | 4 | 4 | 4 | 37.56 | 150.24 | 0
2.20.235 |  |  | insert F-101D/E annular II 11,1 mm |  | 1 | 1 | 1 | 2 | 2 | 2 | 2 | 2 | 2 | 2 | 2 | 2 | 2 | 2 | 2 | 31.73 | 63.46 | 0
2.20.236 |  |  | insert F-101D/E annular II 11,05 mm |  | 1 | 1 | 1 | 1 | 1 | 1 | 1 | 1 | 1 | 0 | 0 | 0 | 1 | 0 | 1 | 31.73 | 31.73 | 1
2.20.237 |  |  | insert F-101D/E annular II 11,0 mm |  | 4 | 4 | 4 | 4 | 4 | 4 | 4 | 4 | 4 | 4 | 4 | 4 | 4 | 4 | 4 | 41.7 | 166.8 | 0
2.20.238 |  |  | insert F-101D/E annular II 10,95 mm |  | 1 | 1 | 1 | 1 | 2 | 2 | 2 | 2 | 2 | 2 | 2 | 2 | 2 | 2 | 2 | 41.7 | 83.4 | 0
2.20.239 |  |  | insert F-101D/E annular II 10,9 mm |  | 5 | 5 | 9 | 9 | 7 | 7 | 7 | 2 | 1 | 0 | 1 | 0 | 1 | 1 | 2 | 28.556 | 57.112 | 1
2.20.240 |  |  | insert F-101D/E annular II 10,8 mm |  | 1 | 1 | 2 | 1 | 0 | 1 | 0 | 5 | 4 | 4 | 4 | 2 | 2 | 2 | 0 | 41.7 | 0 | -2
2.20.241 |  |  | insert F-101D/E annular II 10,7 mm |  | 3 | 3 | 3 | 3 | 3 | 3 | 3 | 3 | 3 | 3 | 2 | 2 | 2 | 2 | 2 | 41.7 | 83.4 | 0
2.20.242 |  |  | insert F-101D/E annular II 10,6 mm |  | 1 | 1 | 1 | 1 | 1 | 1 | 1 | 1 | 1 | 1 | 1 | 1 | 1 | 1 | 1 | 41.7 | 41.7 | 0
2.20.243 |  |  | insert F-101D/E annular II 10,5 mm |  | 2 | 2 | 2 | 2 | 1 | 1 | 1 | 1 | 1 | 1 | 1 | 1 | 1 | 1 | 1 | 41.7 | 41.7 | 0
2.20.244 |  |  | insert F-101D/E ann. II d10.4 |  | 3 | 3 | 3 | 3 | 3 | 3 | 3 | 3 | 3 | 3 | 3 | 3 | 3 | 3 | 3 | 41.7 | 125.1 | 0
2.20.248 |  |  | insert F-101D/E ann. II d9.9 | [12 empty] | 1 | 1 | 1 | 1 | 31.73 | 31.73 | 0
2.20.286 |  |  | nut 3/4"OD with hole | [5 empty] | 1 | 1 | 1 | 1 | 1 | 1 | 1 | 1 | 1 | 1 | 1 | 18.95 | 18.95 | 0
2.20.489 |  |  | M+W body D-6310-AL |  |  |  |  | 1 | 1 | 1 | 1 | 1 | 1 | 1 | 1 | 1 | 1 | 1 | 1 | 105 | 105 | 0
2.20.490 |  |  | M+W body D-6310/20-SS |  |  |  |  | 1 | 1 | 1 | 1 | 1 | 1 | 1 | 1 | 1 | 1 | 1 | 1 | 152 | 152 | 0
2.20.491 |  |  | M+W body D-6340-AL |  |  |  |  | 1 | 1 | 1 | 1 | 1 | 1 | 1 | 1 | 1 | 1 | 1 | 1 | 80 | 80 | 0 | 1x 1952134
2.20.492 |  |  | M+W body D-6340-SS |  |  |  |  | 1 | 1 | 1 | 1 | 1 | 1 | 1 | 1 | 1 | 1 | 1 | 1 | 137 | 137 | 0
2.20.493 |  |  | M+W body D-6360-AL |  |  |  |  | 1 | 1 | 1 | 1 | 1 | 1 | 1 | 1 | 1 | 1 | 1 | 1 | 90 | 90 | 0
2.20.494 |  |  | M+W body D-6360-SS |  |  |  |  | 1 | 1 | 1 | 1 | 1 | 1 | 1 | 1 | 1 | 1 | 1 | 1 | 148 | 148 | 0
2.20.501 |  |  | M+W body D-6311/21-AL |  |  |  |  | 1 | 1 | 1 | 1 | 1 | 1 | 1 | 1 | 1 | 1 | 1 | 1 | 101 | 101 | 0
2.20.502 |  |  | M+W body D-6311/21-SS |  |  |  |  | 1 | 1 | 1 | 1 | 1 | 1 | 1 | 1 | 1 | 1 | 1 | 1 | 181 | 181 | 0
2.20.503 |  |  | M+W Body D-6341-AL |  |  |  |  | 1 | 1 | 1 | 1 | 1 | 1 | 1 | 1 | 1 | 1 | 1 | 1 | 92 | 92 | 0
2.20.504 |  |  | M+W body D-6341-SS |  |  |  |  | 1 | 1 | 1 | 1 | 1 | 1 | 1 | 1 | 1 | 1 | 1 | 1 | 169 | 169 | 0
2.20.505 |  |  | M+W Body D-6361-AL |  |  |  |  | 1 | 1 | 1 | 1 | 1 | 1 | 1 | 1 | 1 | 1 | 0 | 0 | 97 | 0 | 0
2.20.506 |  |  | M+W body D6361-SS |  |  |  |  | 1 | 1 | 1 | 1 | 1 | 1 | 1 | 1 | 1 | 1 | 1 | 1 | 176 | 176 | 0
2.20.539 |  |  | Sleeve normally closed MSII |  |  |  | 1 | 1 | 1 | 1 | 1 | 1 | 1 | 1 | 1 | 1 | 1 | 1 | 1 | 95 | 95 | 0
2.20.543 |  |  | Sleeve MSII normally closed 1/8 |  |  |  | 1 | 1 | 1 | 1 | 1 | 1 | 1 | 0 | 1 | 1 | 1 | 1 | 1 | 119.4 | 119.4 | 0
2.20.544 |  |  | Sleeve MSII |  |  |  | 1 | 1 | 1 | 1 | 1 | 1 | 1 | 1 | 1 | 1 | 1 | 1 | 1 | 118.86 | 118.86 | 0
2.20.559 |  |  | plunger topmount viton |  | 7 | 19 | 6 | 21 | 10 | 9 | 21 | 11 | 12 | 11 | 35 | 20 | 18 | 19 | 3 | 20.592 | 61.776 | -16
2.20.568 |  |  | plunger topmount kalrez 6375 |  | 3 | 3 | 2 | 8 | 5 | 4 | 12 | 2 | 4 | 1 | 17 | 7 | 5 | 0 | 16 | 30.852 | 493.632 | 16
2.20.743 |  |  | blind nut M6 |  |  |  | 2 | 2 | 2 | 2 | 2 | 2 | 2 | 2 | 2 | 2 | 1 | 1 | 1 | 6.08 | 6.08 | 0
2.20.796 |  |  | plunger topmnt EPDM 559291 USP |  |  | 5 | 3 | 2 | 0 | 5 | 6 | 6 | 6 | 5 | 23 | 14 | 13 | 13 | 12 | 20.961 | 251.532 | -1
2.20.819 |  |  | plunger F-001C EPDM 559291 USP | [5 empty] | 0 | 4 | 3 | 1 | 5 | 6 | 10 | 9 | 7 | 7 | 6 | 20.312 | 121.872 | -1
2.20.826 |  |  | plunger F-002AV kalrez 7090 | [9 empty] | 8 | 6 | 4 | 3 | 3 | 3 | 3 | 77.76 | 233.28 | 0
2.20.875 |  |  | Orifice TM3 d0.05 | [13 empty] | 1 | 1 | 1 | 54.91 | 54.91 | 0
2.20.876 |  |  | Orifice TM3 d0.07 | [13 empty] | 1 | 1 | 1 | 54.91 | 54.91 | 0
2.20.877 |  |  | Orifice TM3 d0.10 | [13 empty] | 1 | 1 | 1 | 54.91 | 54.91 | 0
2.20.878 |  |  | Orifice TM3 d0.14 | [13 empty] | 2 | 2 | 1 | 54.91 | 54.91 | -1
2.20.879 |  |  | Orifice TM3 d0.20 | [13 empty] | 0 | 0 | 3 | 40.96 | 122.88 | 3
2.20.880 |  |  | Orifice TM3 d0.30 | [13 empty] | 1 | 1 | 1 | 54.91 | 54.91 | 0
2.20.881 |  |  | Orifice TM3 d0.37 | [13 empty] | 1 | 1 | 1 | 48.45 | 48.45 | 0
2.20.882 |  |  | Orifice TM3 d0.50 | [13 empty] | 1 | 1 | 1 | 48.45 | 48.45 | 0
2.20.883 |  |  | Orifice TM3 d0.70 | [13 empty] | 1 | 1 | 1 | 48.45 | 48.45 | 0 | 20x 1952134
2.20.884 |  |  | Orifice TM3 d1.00 | [13 empty] | 1 | 1 | 1 | 48.45 | 48.45 | 0
2.20.885 |  |  | Orifice TM3 d1.30 | [12 empty] | 0 | 1 | 1 | 1 | 48.45 | 48.45 | 0
2.20.886 |  |  | Orifice TM3 d1.50 | [13 empty] | 1 | 1 | 1 | 48.45 | 48.45 | 0
2.20.887 |  |  | Orifice TM3 d1.70 | [13 empty] | 1 | 1 | 1 | 48.45 | 48.45 | 0
2.20.888 |  |  | Orifice TM3 d2.00 | [13 empty] | 1 | 1 | 1 | 48.45 | 48.45 | 0
3.01.001 |  |  | Viton o-ring AS015 70°sh green |  | 45 | 45 | 50 | 50 | 50 | 49 | 49 | 49 | 48 | 48 | 47 | 45 | 45 | 45 | 45 | 0.408 | 18.36 | 0
3.01.002 |  |  | Du-punt Viton o-ring |  |  |  | 104 | 104 | 103 | 103 | 103 | 103 | 100 | 200 | 200 | 200 | 199 | 199 | 199 | 0.4337 | 86.3063 | 0
3.01.004 |  |  | viton o-ring AS120 70°Sh green |  | 2 | 2 | 2 | 2 | 2 | 2 | 2 | 1 | 2 | 2 | 2 | 2 | 2 | 2 | 2 | 0.89 | 1.78 | 0
3.01.006 |  |  | Viton o-ring AS013 70°sh green | 672173 | 14 | 64 | 13 | 31 | 21 | 57 | 15 | 78 | 42 | 96 | 61 | 67 | 31 | 93 | 66 | 0.4265 | 28.149 | -27 | 2x 1957666 | 2x 1957208
3.01.007 |  |  | Viton o-ring AS011 70°sh green | 672157 | 78 | 48 | 25 | 92 | 52 | 16 | 88 | 50 | 22 | 102 | 60 | 75 | 23 | 104 | 73 | 0.4265 | 31.1345 | -31
3.01.011 |  |  | Viton o-ring AS115 70°sh green |  | 100 | 95 | 89 | 81 | 75 | 7 | 67 | 37 | 29 | 22 | 10 | 106 | 98 | 94 | 82 | 0.6398 | 52.4636 | -12
3.01.052 |  | Oui | EPDM o-ring 9*1.5 SKA-095 | 6-010 E3678-80 | 4 | 4 | 4 | 4 | 4 | 4 | 4 | 4 | 4 | 4 | 3 | 3 | 3 | 3 | 3 | 0 | 0 | 0
3.01.053 |  | Oui | EPDM o-ring AS013 SKA-095 | 2-013 E3678-80 | 6 | 24 | 16 | 8 | 0 | 0 | 0 | 0 | 0 | 0 | 0 | 0 | 0 | 0 | 0 | 0 | 0 | 0
3.01.054 |  | Oui | EPDM o-ring AS011 SKA-095 | 2-011 E3678-80 | 12 | 10 | 7 | 5 | 2 | 0 | 0 | 0 | 0 | 0 | 0 | 0 | 0 | 0 | 0 | 0 | 0 | 0
3.01.077 |  |  | Du-punt Viton o-ring compount 51414 |  |  |  | 105 | 105 | 105 | 105 | 105 | 104 | 103 | 103 | 103 | 103 | 103 | 103 | 103 | 0.42 | 43.26 | 0
3.01.087 |  | Oui | EPDM o-ring AS115 SKA-095 |  | 10 | 10 | 5 | 5 | 4 | 4 | 4 | 4 | 4 | 4 | 4 | 4 | 4 | 2 | 2 | 0 | 0 | 0
3.01.090 |  | Oui | Viton o-ring AS203 70°sh green |  | 0 | 0 | 0 | 0 | 0 | 0 | 0 | 0 | 0 | 0 | 0 | 0 | 0 | 0 | 0 | 0 | 0 | 0
3.01.098 |  |  | Viton o-ring AS005 |  | 7 | 7 | 6 | 6 | 6 | 6 | 6 | 6 | 6 | 6 | 6 | 6 | 6 | 6 | 6 | 0.325 | 1.95 | 0
3.01.102 |  |  | Viton o-ring AS016 70°sh green | 672211 | 31 | 110 | 103 | 97 | 67 | 52 | 40 | 23 | 17 | 7 | 99 | 85 | 74 | 68 | 63 | 0.396 | 24.948 | -5
3.01.103 |  |  | Viton o-ring AS009 70°sh green | 671916 | 38 | 18 | 11 | 4 | 76 | 67 | 54 | 33 | 28 | 18 | 110 | 101 | 93 | 90 | 84 | 0.3585 | 30.114 | -6
3.01.107 |  | Oui | EPDM o-ring AS009 SKA-095 | 2-009 E3678-80 | 39 | 35 | 34 | 31 | 25 | 20 | 19 | 17 | 16 | 16 | 13 | 13 | 13 | 13 | 13 | 0 | 0 | 0
3.01.115 |  |  | Viton o-ring AS018 70°sh green | 672319 | 13 | 10 | 10 | 8 | 8 | 8 | 3 | 14 | 11 | 11 | 10 | 106 | 104 | 104 | 103 | 0.609 | 62.727 | -1
3.01.119 |  |  | Viton o-ring AS134 70°sh green |  | 7 | 7 | 7 | 7 | 7 | 6 | 6 | 11 | 11 | 11 | 11 | 11 | 11 | 10 | 10 | 1.501 | 15.01 | 0
3.01.124 |  | Oui | EPDM o-ring AS018 SKA-095 |  | 3 | 3 | 2 | 12 | 11 | 10 | 10 | 9 | 9 | 9 | 9 | 9 | 9 | 9 | 9 | 0 | 0 | 0
3.01.131 |  |  | Viton o-ring AS012 70°sh green |  | 19 | 19 | 17 | 17 | 13 | 11 | 10 | 8 | 8 | 6 | 6 | 1 | 0 | 100 | 99 | 0.4265 | 42.2235 | -1
3.01.132 |  |  | Viton o-ring AS014 70°sh green |  | 4 | 4 | 4 | 4 | 4 | 1 | 1 | 6 | 3 | 4 | 4 | 4 | 101 | 100 | 100 | 0.4873 | 48.73 | 0
3.01.135 |  |  | Viton o-ring AS121 70°sh green |  | 12 | 12 | 11 | 11 | 11 | 8 | 7 | 5 | 5 | 5 | 5 | 2 | 100 | 100 | 100 | 0.8533 | 85.33 | 0
3.01.148 |  | Oui | EPDM o-ring AS012 SKA-095 |  | 11 | 11 | 10 | 9 | 7 | 7 | 7 | 6 | 5 | 5 | 5 | 5 | 5 | 5 | 5 | 0 | 0 | 0
3.01.164 |  |  | Viton o-ring AS206 70°sh green |  | 1 | 1 | 10 | 10 | 8 | 6 | 6 | 6 | 6 | 1 | 99 | 98 | 89 | 84 | 76 | 0.7008 | 53.2608 | -8
3.01.180 |  | Oui | EPDM o-ring AS134 SKA-095 |  | 2 | 2 | 2 | 2 | 2 | 2 | 2 | 2 | 2 | 2 | 2 | 2 | 2 | 2 | 2 | 0 | 0 | 0
3.01.190 |  | Oui | Kalrez o-ring AS206 |  | 9 | 6 | 5 | 5 | 4 | 5 | 4 | 4 | 3 | 3 | 3 | 3 | 1 | 1 | 1 | 0 | 0 | 0
3.01.218 |  |  | viton o-ring AS007 70°Sh green |  | 59 | 45 | 32 | 25 | 105 | 93 | 85 | 69 | 55 | 40 | 18 | 80 | 57 | 44 | 35 | 0.457 | 15.995 | -9
3.01.219 |  |  | viton o-ring AS132 70°sh green |  | 5 | 5 | 5 | 5 | 5 | 4 | 4 | 4 | 4 | 4 | 4 | 4 | 3 | 2 | 2 | 0.567 | 1.134 | 0
3.01.281 |  |  | Viton o-ring AS017 70°sh green |  | 61 | 47 | 28 | 22 | 102 | 82 | 71 | 56 | 42 | 27 | 101 | 54 | 36 | 22 | 13 | 0.579 | 7.527 | -9
3.01.290 |  |  | Viton o-ring AS203 |  | 9 | 9 | 6 | 6 | 6 | 3 | 2 | 1 | 1 | 99 | 98 | 89 | 87 | 69 | 67 | 0.609 | 40.803 | -2
3.01.294 |  |  | Viton o-ring AS126 70°sh green |  | 6 | 6 | 4 | 4 | 1 | 8 | 6 | 4 | 3 | 2 | 1 | 98 | 97 | 95 | 95 | 1.1578 | 109.991 | 0
3.01.301 |  | Oui | EPDM o-ring AS005 SKA-S095 |  | 3 | 3 | 3 | 3 | 3 | 3 | 3 | 3 | 3 | 3 | 3 | 3 | 3 | 3 | 3 | 0 | 0 | 0
3.01.376 |  |  | Viton o-ring AS029 70°sh green |  | 17 | 17 | 17 | 17 | 17 | 17 | 17 | 17 | 17 | 17 | 17 | 17 | 17 | 17 | 17 | 1.44 | 24.48 | 0
3.01.377 |  | Oui | EPDM o-ring AS029 SKA-S095 |  | 10 | 10 | 10 | 10 | 10 | 10 | 10 | 10 | 10 | 10 | 10 | 10 | 10 | 10 | 10 | 0 | 0 | 0
3.01.405 |  |  | viton o-ring AS1100 70 Sh green |  | 10 | 10 | 10 | 10 | 10 | 10 | 9 | 8 | 8 | 8 | 8 | 8 | 8 | 7 | 7 | 0.44 | 3.08 | 0
3.01.429 |  |  | Kalrez o-ring AS009 | 4079 | 7 | 7 | 5 | 4 | 10 | 9 | 8 | 7 | 5 | 1 | 11 | 13 | 12 | 11 | 7 | 19.88 | 139.16 | -4
3.01.431 |  |  | kalrez 6375 o-ring AS005 |  | 1 | 1 | 1 | 1 | 1 | 1 | 1 | 1 | 1 | 1 | 1 | 1 | 1 | 1 | 1 | 39.1 | 39.1 | 0
3.01.434 |  |  | Kalrez o-ring AS011 | 4079 | 5 | 8 | 5 | 3 | 0 | 9 | 9 | 17 | 12 | 3 | 28 | 21 | 17 | 15 | 13 | 16.65 | 216.45 | -2
3.01.435 |  |  | kalrez 6375 o-ring AS012 |  | 1 | 1 | 1 | 0 | 2 | 1 | 1 | 1 | 1 | 6 | 6 | 6 | 6 | 6 | 6 | 22.13 | 132.78 | 0
3.01.436 |  |  | Kalrez o-ring AS013 | 4079 | 4 | 8 | 2 | 8 | 2 | 10 | 8 | 13 | 18 | 16 | 22 | 7 | 15 | 15 | 13 | 21.93 | 285.09 | -2
3.01.437 |  |  | kalrez 6375 o-ring AS014 |  | 4 | 4 | 4 | 4 | 2 | 2 | 2 | 2 | 2 | 1 | 1 | 1 | 1 | 1 | 1 | 13.7 | 13.7 | 0
3.01.439 |  |  | kalrez 6375 o-ring AS016 |  | 9 | 8 | 6 | 5 | 3 | 6 | 4 | 2 | 0 | 9 | 19 | 18 | 17 | 17 | 17 | 24.88 | 422.96 | 0
3.01.440 |  |  | kalrez 6375 o-ring AS017 |  | 3 | 3 | 3 | 5 | 1 | 4 | 2 | 9 | 8 | 5 | 11 | 2 | 8 | 6 | 6 | 24.93 | 149.58 | 0
3.01.441 |  |  | Kalrez o-ring AS018 6375 |  | 6 | 6 | 6 | 6 | 6 | 4 | 4 | 4 | 4 | 4 | 4 | 4 | 4 | 4 | 4 | 15.44 | 61.76 | 0
3.01.446 |  |  | kalrez 6375 o-ring AS115 |  | 6 | 6 | 6 | 6 | 4 | 4 | 4 | 4 | 4 | 4 | 4 | 4 | 4 | 4 | 4 | 21 | 84 | 0
3.01.448 |  |  | kalrez 6375 o-ring AS121 |  | 5 | 4 | 3 | 2 | 5 | 4 | 3 | 1 | 5 | 4 | 4 | 4 | 3 | 3 | 3 | 29.1 | 87.3 | 0
3.01.449 |  |  | Kalrez o-ring AS126 |  | 2 | 2 | 2 | 1 | 1 | 1 | 1 | 1 | 1 | 1 | 1 | 1 | 1 | 1 | 1 | 39.4 | 39.4 | 0
3.01.451 |  |  | kalrez 6375 o-ring AS132 |  | 3 | 3 | 3 | 3 | 2 | 2 | 2 | 2 | 2 | 1 | 1 | 1 | 1 | 1 | 1 | 65 | 65 | 0
3.01.452 |  |  | kalrez 6375 o-ring AS134 |  | 2 | 2 | 2 | 2 | 1 | 1 | 1 | 1 | 1 | 1 | 1 | 1 | 1 | 1 | 1 | 62.7 | 62.7 | 0
3.01.456 |  |  | kalrez 6375 o-ring AS203 |  | 5 | 5 | 5 | 4 | 4 | 4 | 4 | 3 | 3 | 3 | 3 | 3 | 3 | 3 | 3 | 25.1 | 75.3 | 0
3.01.457 |  |  | kalrez 6375 o-ring AS206 |  | 2 | 2 | 2 | 2 | 1 | 1 | 1 | 1 | 1 | 1 | 1 | 1 | 1 | 1 | 1 | 39.4 | 39.4 | 0
3.01.462 |  |  | kalrez 6375 o-ring AS118 |  | 2 | 1 | 1 | 1 | 1 | 1 | 1 | 1 | 1 | 1 | 1 | 1 | 1 | 1 | 1 | 37.26 | 37.26 | 0
3.01.465 |  |  | kalrez 6375 o-ring AS007 |  | 5 | 5 | 5 | 8 | 4 | 3 | 1 | 9 | 9 | 6 | 12 | 13 | 9 | 8 | 8 | 17.7 | 141.6 | 0
3.01.509 |  |  | Du punt viton compund 51414 AS019 |  |  |  | 105 | 105 | 105 | 105 | 105 | 105 | 104 | 104 | 104 | 104 | 104 | 104 | 104 | 0.56 | 58.24 | 0
3.01.514 |  |  | Viton O-ring AS123 70 sh green |  | 2 | 2 | 1 | 1 | 1 | 0 | 1 | 1 | 1 | 1 | 1 | 1 | 1 | 1 | 1 | 9 | 9 | 0
3.01.515 |  |  | viton or-ing AS028 |  |  |  | 5 | 5 | 5 | 5 | 5 | 5 | 4 | 4 | 4 | 4 | 4 | 4 | 4 | 0.872 | 3.488 | 0
3.01.516 |  |  | viton or-ing AS035 |  |  |  | 5 | 5 | 4 | 4 | 4 | 4 | 3 | 3 | 3 | 2 | 20 | 20 | 20 | 1.889 | 37.78 | 0
3.01.517 |  |  | Viton o-ring FPM compound 51414 AS 044 |  |  |  | 5 | 5 | 5 | 5 | 5 | 5 | 5 | 5 | 5 | 5 | 5 | 5 | 5 | 2.85 | 14.25 | 0
3.01.520 |  |  | Viton o-ring AS013 514162 95Sh | [8 empty] | 9 | 9 | 9 | 9 | 9 | 9 | 9 | 9 | 1.27 | 11.43 | 0
3.01.738 |  | Oui | EPDM o-ring AS1100 SKA-S095 |  | 7 | 7 | 7 | 7 | 7 | 7 | 7 | 7 | 7 | 7 | 7 | 7 | 7 | 7 | 7 | 0 | 0 | 0
3.01.791 |  |  | viton o-ring AS901 |  |  |  | 100 | 100 | 100 | 100 | 100 | 100 | 100 | 100 | 100 | 100 | 100 | 100 | 100 | 0.46 | 46 | 0
3.01.798 |  |  | EPDM o-ring AS005 559291 USP | [11 empty] | 10 | 10 | 10 | 10 | 10 | 1.85 | 18.5 | 0
3.01.799 |  |  | EPDM o-ring AS007 559291 USP | [5 empty] | 12 | 9 | 7 | 6 | 7 | 7 | 13 | 15 | 14 | 14 | 13 | 1.85 | 24.05 | -1
3.01.801 |  |  | EPDM o-ring AS009 559291 USP | [6 empty] | 10 | 9 | 9 | 9 | 9 | 9 | 6 | 4 | 4 | 4 | 0.23 | 0.92 | 0
3.01.803 |  |  | EPDM o-ring AS011 559291 USP | [6 empty] | 9 | 7 | 7 | 7 | 6 | 16 | 15 | 14 | 14 | 12 | 1.875 | 22.5 | -2
3.01.805 |  |  | EPDM o-ring AS013 559291 USP | [5 empty] | 1 | 12 | 6 | 13 | 9 | 5 | 14 | 32 | 31 | 31 | 28 | 1.875 | 52.5 | -3
3.01.808 |  |  | EPDM o-ring AS016 559291 USP | [6 empty] | 8 | 6 | 4 | 12 | 12 | 8 | 5 | 3 | 2 | 2 | 1.736 | 3.472 | 0
3.01.809 |  |  | EPDM o-ring AS017 559291 USP | [5 empty] | 11 | 9 | 7 | 4 | 6 | 6 | 11 | 11 | 10 | 10 | 9 | 1.925 | 17.325 | -1
3.01.821 |  |  | EPDM o-ring AS035 559291 USP | [11 empty] | 9 | 9 | 9 | 9 | 9 | 3.15 | 28.35 | 0
3.01.828 |  |  | EPDM o-ring AS115 559291 USP | [11 empty] | 6 | 6 | 6 | 6 | 6 | 2.225 | 13.35 | 0
3.01.835 |  |  | EPDM o-ring AS126 559291 USP | [6 empty] | 1 | 3 | 2 | 11 | 11 | 11 | 10 | 10 | 10 | 10 | 0.97 | 9.7 | 0
3.01.848 |  |  | EPDM o-ring AS203 559291 USP | [5 empty] | 4 | 3 | 2 | 1 | 10 | 9 | 9 | 9 | 8 | 7 | 7 | 1.89 | 13.23 | 0
3.02.059 |  | Oui | Viton gasket C-capillary |  | 16 | 16 | 16 | 16 | 16 | 16 | 16 | 16 | 16 | 16 | 16 | 16 | 16 | 16 | 16 | 0 | 0 | 0
3.02.060 | D |  | Viton gasket C-capillary |  | 17 | 11 | 2 | 0 | 10 | 6 | 4 | 4 | 4 | 50 | 48 | 48 | 48 | 48 | 48 | 2.584 | 124.032 | 0
3.02.061 | D |  | kalrez gasket C-capillary |  | 0 | 10 | 0 | 8 | 0 | 2 | 8 | 6 | 4 | 10 | 20 | 10 | 18 | 18 | 16 | 12.924 | 206.784 | -2
3.02.064 |  |  | Kalrez D-capillary |  | 10 | 10 | 10 | 10 | 8 | 6 | 4 | 20 | 16 | 12 | 10 | 4 | 0 | 18 | 12 | 12.924 | 155.088 | -6
3.02.155 |  |  | Kalrez 6230 USP gasket Ex-cap | [5 empty] | 10 | 10 | 10 | 10 | 8 | 6 | 6 | 6 | 6 | 6 | 6 | 29.68 | 178.08 | 0
3.03.052 |  |  | melinex insulation plate 42*82 |  | 16 | 55 | 47 | 38 | 24 | 15 | 4 | 42 | 37 | 26 | 20 | 15 | 8 | 101 | 90 | 1.026 | 92.34 | -11
3.03.121 |  |  | PTFE film 35x161mm 0.2mm |  | 3 | 3 | 2 | 2 | 2 | 2 | 2 | 2 | 2 | 2 | 2 | 2 | 2 | 2 | 2 | 3.6 | 7.2 | 0
3.03.133 | A | Oui | practi-shield laminate 0.175mm | LT-32-82-*42 39µ Cu | 0 | 84 | 83 | 83 | 83 | 83 | 83 | 83 | 81 | 81 | 81 | 81 | 81 | 80 | 80 | 0 | 0 | 0
3.03.156 |  |  | upper part case Euro |  | 0 | 19 | 16 | 12 | 9 | 7 | 4 | 2 | 1 | 1 | 17 | 16 | 16 | 14 | 13 | 3.5065 | 45.5845 | -1
3.03.158 |  |  | lower part case Euro MFC |  | 17 | 9 | 5 | 19 | 14 | 7 | 10 | 7 | 0 | 0 | 14 | 5 | 0 | 15 | 9 | 6.327 | 56.943 | -6
3.03.159 |  |  | lower part case Euro MFM |  | 11 | 10 | 5 | 11 | 7 | 7 | 5 | 2 | 2 | 1 | 20 | 20 | 17 | 15 | 13 | 0.076 | 0.988 | -2
3.03.176 |  |  | PTFE film 35x161mm 0.1mm |  | 3 | 3 | 2 | 2 | 1 | 1 | 1 | 1 | 1 | 1 | 1 | 1 | 1 | 1 | 1 | 3.6 | 3.6 | 0
3.03.180 |  |  | upper part case Euro MBC |  | 148 | 152 | 156 | 167 | 167 | 170 | 170 | 170 | 170 | 170 | 152 | 152 | 163 | 163 | 163 | 6.3 | 1026.9 | 0
3.03.181 |  |  | upper part case Euro MBC RJ-45 |  | 11 | 9 | 9 | 9 | 9 | 4 | 4 | 4 | 4 | 4 | 3 | 3 | 3 | 3 | 3 | 6.3 | 18.9 | 0
3.03.182 |  |  | Upper part case Euro MBC DB9 |  | 26 | 26 | 26 | 26 | 25 | 25 | 21 | 21 | 21 | 21 | 21 | 21 | 21 | 21 | 21 | 6.3 | 132.3 | 0
3.03.214 |  |  | Prot. Cap for male socket 8DIN |  | 5 | 5 | 25 | 25 | 24 | 24 | 24 | 24 | 23 | 23 | 23 | 23 | 23 | 23 | 23 | 2.82 | 64.86 | 0
3.03.228 |  |  | Skiffy nylon washer d6x3.2x1mm |  |  |  | 100 | 100 | 100 | 100 | 100 | 100 | 100 | 100 | 100 | 100 | 100 | 100 | 100 | 0.02 | 2 | 0
3.03.230 |  |  | upper part labcase RJ45 rs |  | 2 | 18 | 5 | 15 | 4 | 3 | 7 | 10 | 9 | 6 | 6 | 1 | 1 | 1 | 1 | 6.3 | 6.3 | 0
3.03.231 |  |  | upper part labcase DB9 rs |  | 23 | 18 | 17 | 15 | 14 | 6 | 13 | 10 | 9 | 8 | 6 | 5 | 2 | 2 | 0 | 6.3 | 0 | -2
3.03.259 |  |  | PTFE film C5 0.1mm | [5 empty] | 10 | 10 | 10 | 10 | 10 | 10 | 10 | 10 | 10 | 10 | 10 | 4.92 | 49.2 | 0
3.03.509 |  |  | Glass M+W Mass-Stream label | [13 empty] | 2 | 2 | 2 | 1 | 2 | 0
4.01.077 |  |  | test adapter |  | 1 | 1 | 1 | 1 | 1 | 1 | 1 | 1 | 1 | 1 | 1 | 1 | 1 | 1 | 1 | 46 | 46 | 0
4.01.265 | C |  | pcb MFC Euro C-type | PCB 1.11.170 | 0 | 0 | 2 | 1 | 1 | 1 | 1 | 1 | 1 | 1 | 1 | 1 | 1 | 1 | 1 | 142.12 | 142.12 | 0
4.01.277 | B |  | pcb MFM Euro C-type | PCB 1.11.176 | 13 | 13 | 7 | 7 | 7 | 6 | 6 | 6 | 6 | 6 | 6 | 6 | 6 | 6 | 6 | 142.12 | 852.72 | 0
4.01.280 |  | Oui | pcb IN-MFC Euro C-type |  | 5 | 5 | 5 | 5 | 4 | 4 | 4 | 4 | 4 | 4 | 4 | 4 | 4 | 4 | 4 | 0 | 0 | 0
4.01.290 |  | Oui | pcb IN-MFM Euro C-type |  | 2 | 2 | 2 | 2 | 2 | 2 | 2 | 2 | 2 | 2 | 2 | 2 | 2 | 2 | 2 | 0 | 0 | 0
4.01.310 |  |  | pcb MFM Euro IV c-type 0-5V + 24V normally closed |  | 2 | 2 | 0 | 0 | 0 | 0 | 2 | 2 | 2 | 2 | 2 | 2 | 2 | 2 | 2 | 152.1 | 304.2 | 0
4.01.330 |  |  | EURO 4 pcb MFM |  | 25 | 24 | 25 | 25 | 25 | 25 | 25 | 24 | 23 | 24 | 23 | 23 | 23 | 23 | 23 | 116.2 | 2672.6 | 0
4.01.338 |  |  | pcb MFM Euro IV c-type 4-20mA + 24V normally closed |  | 0 | 2 | 1 | 1 | 1 | 1 | 1 | 1 | 1 | 1 | 1 | 1 | 0 | 0 | 0 | 183 | 0 | 0
4.01.349 |  | Oui | PCB Profibus interface DB9 |  | 2 | 2 | 2 | 2 | 2 | 2 | 2 | 2 | 2 | 2 | 2 | 2 | 2 | 2 | 0 | 0 | 0 | -2
4.01.352 |  | Oui | pcb MFM ind. IV C-type 4-20mA |  | 10 | 10 | 10 | 10 | 10 | 10 | 10 | 10 | 10 | 10 | 10 | 10 | 10 | 10 | 10 | 0 | 0 | 0
4.01.355 |  | Oui | pcb IN-MFC Euro4 C-type |  | 9 | 9 | 9 | 9 | 9 | 9 | 8 | 8 | 8 | 8 | 8 | 8 | 8 | 8 | 8 | 0 | 0 | 0
4.01.379 |  |  | PCB l instr4-20=>U readout 0-5 |  | 1 | 1 | 1 | 1 | 1 | 1 | 1 | 1 | 1 | 1 | 1 | 1 | 1 | 1 | 1 | 42 | 42 | 0
4.01.385 |  |  | pcb flowbus interface M12 |  |  |  | 1 | 1 | 0 | 0 | 1 | 0 | 6 | 0 | 4 | 9 | 9 | 9 | 9 | 68.606 | 617.454 | 0
4.01.388 |  |  | PCB Euro MBC-II voltage |  | 9 | 4 | 0 | 3 | 5 | 5 | 4 | 20 | 16 | 14 | 14 | 13 | 11 | 9 | 8 | 158 | 1264 | -1
4.01.393 |  |  | pcb Euro MBC-II current C-type | [6 empty] | 1 | 4 | 24 | 24 | 22 | 22 | 20 | 20 | 20 | 20 | 158 | 3160 | 0
4.01.414 |  |  | pcb Euro-II-2-w datamate U |  | 0 | 5 | 3 | 8 | 1 | 2 | 2 | 0 | 4 | 3 | 2 | 2 | 1 | 1 | 1 | 214.454 | 214.454 | 0
4.01.415 |  |  | pcb Euro-II-2-w datamate I |  | 4 | 2 | 0 | 0 | 0 | 5 | 6 | 8 | 3 | 0 | 0 | 1 | 0 | 0 | 0 | 216.598 | 0 | 0
4.01.426 |  |  | pcb OEM digital voltage |  | 2 | 2 | 2 | 1 | 2 | 2 | 2 | 2 | 4 | 24 | 6 | 1 | 6 | 6 | 6 | 114.092 | 684.552 | 0
4.01.428 |  |  | PCB Devicenet interface M12 |  |  |  | 1 | 1 | 1 | 1 | 1 | 1 | 1 | 1 | 1 | 1 | 1 | 1 | 1 | 132.39 | 132.39 | 0
4.01.430 |  |  | pcb FLOW-BUS interface RJ45 rs |  | 3 | 9 | 0 | 10 | 7 | 3 | 15 | 7 | 14 | 7 | 5 | 1 | 6 | 14 | 13 | 52.362 | 680.706 | -1
4.01.432 |  |  | PCB Devicenet interface M12rs |  | 5 | 9 | 3 | 2 | 2 | 2 | 2 | 2 | 7 | 1 | 5 | 4 | 4 | 4 | 4 | 102.392 | 409.568 | 0
4.01.456 |  |  | pcb Euro MBC3 |  | 10 | 10 | 9 | 8 | 8 | 6 | 7 | 9 | 11 | 8 | 5 | 5 | 8 | 10 | 1 | 210.573 | 210.573 | -9
4.01.479 |  |  | M+W pcb display Mass-Stream | [13 empty] | 2 | 2 | 2 | 72 | 144 | 0
4.01.483 |  |  | pcb OEM digital current |  | 2 | 2 | 2 | 2 | 2 | 2 | 2 | 2 | 2 | 2 | 2 | 2 | 2 | 2 | 2 | 172.49 | 344.98 | 0
4.01.488 |  |  | pcb PROFIBUS VPC3 int. DB9 rs |  | 5 | 10 | 8 | 4 | 10 | 8 | 6 | 4 | 9 | 8 | 8 | 4 | 8 | 2 | 10 | 104.004 | 1040.04 | 8
4.01.493 |  |  | pcb CTA MBC-II U/I | [16 empty] | 241 | 0 | 0
4.01.495 |  |  | pcb CTA MBC-II U/I |  |  |  |  | 1 | 3 | 3 | 3 | 3 | 0 | 0 | 0 | 0 | 3 | 2 | 2 | 269 | 538 | 0
4.01.498 |  |  | pcb profibus VPC3 int M12 |  |  |  | 1 | 1 | 1 | 1 | 1 | 0 | 0 | 0 | 2 | 2 | 2 | 2 | 2 | 162.6 | 325.2 | 0
4.07.149 |  |  | M+W display cable | [13 empty] | 2 | 2 | 2 | 10 | 20 | 0
4.07.214 |  |  | Valve load pumpcontrol 300E | [14 empty] | 4 | 4 | 15.91 | 63.64 | 0
4.08.137 |  |  | Module M11208721 (7.09.183) |  | 1 | 1 | 1 | 1 | 1 | 1 | 1 | 1 | 1 | 1 | 1 | 1 | 1 | 1 | 1 | 289.1 | 289.1 | 0
5.01.068 |  |  | flowsensor assy C-type | [12 empty] | 5 | 4 | 4 | 4 | 143.982 | 575.928 | 0
5.01.069 |  |  | flowsensor assy D-type |  | 3 | 3 | 3 | 3 | 3 | 3 | 3 | 3 | 3 | 3 | 3 | 2 | 2 | 2 | 2 | 192.5 | 385 | 0
5.01.072 |  |  | modular flowsensor assy D-type |  | 2 | 2 | 2 | 2 | 2 | 2 | 2 | 2 | 2 | 2 | 2 | 2 | 2 | 1 | 1 | 88 | 88 | 0
5.01.103 |  |  | Flowsensor assy E-type |  | 2 | 2 | 2 | 2 | 1 | 1 | 1 | 0 | 0 | 0 | 0 | 0 | 0 | 0 | 0 | 213.8 | 0 | 0
5.01.136 |  |  | Sensor Gala Ushape 30S |  |  |  |  | 1 | 1 | 1 | 1 | 1 | 1 | 1 | 1 | 0 | 1 | 1 | 1 | 205 | 205 | 0
5.01.146 |  |  | Sensor Gala Ushape 70S |  |  |  |  | 1 | 1 | 1 | 1 | 1 | 1 | 1 | 1 | 1 | 1 | 1 | 1 | 205 | 205 | 0
5.01.160 |  |  | Sensor 2 winding D type |  | 2 | 2 | 2 | 2 | 7 | 7 | 7 | 6 | 6 | 4 | 3 | 6 | 6 | 4 | 4 | 90.63 | 362.52 | 0 | 10x 1957208
5.01.161 |  |  | Sensor 2 winding E type |  | 5 | 5 | 5 | 5 | 1 | 1 | 0 | 1 | 2 | 1 | 1 | 4 | 4 | 4 | 4 | 195.1 | 780.4 | 0
5.01.162 |  |  | Sensor 2 winding C type |  | 3 | 2 | 4 | 3 | 1 | 5 | 5 | 5 | 6 | 9 | 10 | 8 | 7 | 5 | 3 | 62.514 | 187.542 | -2
5.01.201 |  |  | probe sensor 21mm |  |  |  |  | 1 | 1 | 1 | 1 | 1 | 1 | 1 | 1 | 1 | 1 | 1 | 1 | 130 | 130 | 0
5.01.223 |  |  | Sensor 2 winding C type SW2 V |  |  |  | 4 | 5 | 10 | 9 | 7 | 6 | 5 | 3 | 4 | 6 | 2 | 12 | 7 | 54.108 | 378.756 | -5
5.01.252 |  |  | sensor 2 winding C-type SW2 K (sanofi of baron) | [6 empty] | 6 | 2 | 2 | 2 | 0 | 0 | 0 | 0 | 0 | 0 | 80.7 | 0 | 0
5.03.061 |  |  | cable gland assy |  |  |  | 2 | 2 | 2 | 1 | 1 | 1 | 1 | 1 | 1 | 1 | 1 | 1 | 2 | 28.92 | 57.84 | 1
5.03.073 |  |  | upperpart labcase assy RJ45 rs | [13 empty] | 31 | 30 | 28 | 9.333 | 261.324 | -2
5.03.074 |  |  | upperpart labcase assy DB9 rs | [13 empty] | 20 | 18 | 10 | 10.089 | 100.89 | -8
5.03.077 |  |  | Cover assy IN-FLOW |  |  |  | 5 | 5 | 3 | 3 | 3 | 3 | 2 | 2 | 2 | 2 | 2 | 2 | 2 | 70 | 140 | 0
5.03.084 |  |  | cable gland assy |  |  |  | 2 | 2 | 2 | 2 | 2 | 2 | 1 | 1 | 1 | 1 | 1 | 1 | 1 | 9.38 | 9.38 | 0
5.05.105 |  |  | straightner 8mm |  |  |  |  | 1 | 1 | 1 | 1 | 1 | 1 | 1 | 1 | 1 | 1 | 1 | 1 | 127 | 127 | 0
5.05.106 |  |  | straightner 12mm |  |  |  |  | 1 | 1 | 1 | 1 | 1 | 1 | 1 | 1 | 1 | 5 | 3 | 3 | 116.6 | 349.8 | 0
5.06.026 |  |  | adap. Assy 1/8 x 1/4BSPP V | [12 empty] | 4 | 2 | 4 | 4 | 16.1 | 64.4 | 0
5.06.028 |  |  | Adapt.assy 1/4 1/4 bspp V | [11 empty] | 24 | 24 | 24 | 24 | 24 | 16.1 | 386.4 | 0
5.06.055 |  |  | adap assy 1/8 x 1/8 BSPP | [14 empty] | 4 | 4 | 16.1 | 64.4 | 0
5.08.027 | D | Oui | ind. pcb-assy C-cap. F/G-type |  | 4 | 4 | 4 | 4 | 4 | 4 | 3 | 3 | 3 | 3 | 3 | 3 | 3 | 3 | 3 | 0 | 0 | 0
5.08.140 |  |  | busassy lab FLOW-BUS | [12 empty] | 0 | 0 | 0 | 1 | 49.42 | 49.42 | 1
5.08.143 |  |  | busassy lab Modbus | [12 empty] | 7 | 1 | 1 | 1 | 85.4 | 85.4 | 0
5.08.189 |  |  | busassy lab DeviceNet Semi SIG | [11 empty] | 5 | 2 | 2 | 2 | 2 | 115.22 | 230.44 | 0 | 2x 1957208
5.08.202 |  |  | busassy in-flow flow-bus |  |  |  | 2 | 2 | 0 | 2 | 2 | 2 | 2 | 2 | 2 | 2 | 2 | 2 | 2 | 193.2 | 386.4 | 0
5.08.203 |  |  | busassy in-flow profibus |  |  |  | 2 | 2 | 2 | 2 | 2 | 1 | 1 | 0 | 0 | 0 | 0 | 0 | 0 | 320.12 | 0 | 0
5.08.205 |  |  | busassy in-flow modbus |  |  |  | 2 | 2 | 2 | 2 | 2 | 1 | 1 | 1 | 1 | 0 | 0 | 0 | 0 | 199.05 | 0 | 0
5.11.045 |  |  | bellow assy + plunger F-004AC |  | 1 | 1 | 1 | 1 | 1 | 1 | 1 | 1 | 1 | 1 | 1 | 1 | 1 | 1 | 1 | 134.2 | 134.2 | 0
5.11.080 |  |  | Plungerholder assy TM lab |  | 9 | 6 | 15 | 10 | 7 | 6 | 19 | 17 | 9 | 7 | 8 | 12 | 2 | 12 | 10 | 35.397 | 353.97 | -2
5.11.084 |  |  | Plungerholder assy F-001C n.c. |  | 9 | 5 | 5 | 5 | 2 | 10 | 9 | 9 | 9 | 7 | 7 | 3 | 3 | 2 | 1 | 7.19 | 7.19 | -1
5.11.086 |  |  | plungerholder assy C5 valve | [5 empty] | 5 | 5 | 5 | 5 | 5 | 5 | 5 | 5 | 5 | 5 | 5 | 12.4 | 62 | 0
5.11.123 |  |  | plungerholder assy MS nc II |  |  |  | 5 | 5 | 5 | 5 | 5 | 5 | 5 | 5 | 5 | 5 | 5 | 5 | 5 | 14.38 | 71.9 | 0
5.11.156 |  |  | plunger assy TM3 FFKM + foil H | [13 empty] | 1 | 1 | 1 | 116.43 | 116.43 | 0
5.11.157 |  |  | plunger assy TM3 FFKM + foil M | [13 empty] | 1 | 1 | 1 | 116.43 | 116.43 | 0
5.11.158 |  |  | plunger assy TM3 FFKM + foil L | [13 empty] | 1 | 1 | 1 | 116.43 | 116.43 | 0 | 10x 1952134
5.12.106 |  |  | FP-02 | Service | [11 empty] | 0 |  |  |  | 95.9 | 0 | 0
7.01.457 | D |  | F-111C/F-121C/F-131C | M8207194 M/N/O/V | 4 | 4 | 4 | 4 | 4 | 4 | 4 | 4 | 4 | 4 | 4 | 4 | 4 | 4 | 4 | 398.94 | 1595.76 | 0
7.01.459 | D |  | F-201AC/F-211AC | M8212339 U | 4 | 4 | 4 | 4 | 4 | 4 | 4 | 4 | 4 | 4 | 4 | 1 | 1 | 1 | 1 | 499 | 499 | 0
7.01.460 | C |  | F-202AC/F-212AC |  | 1 | 1 | 0 | 0 | 0 | 0 | 0 | 0 | 0 | 0 | 0 | 0 | 0 | 0 | 0 | 890.27 | 0 | 0
7.01.461 |  |  | F-203AC stripped version | M8212339 D / E | 5 | 5 | 5 | 5 | 3 | 3 | 3 | 3 | 3 | 3 | 3 | 3 | 3 | 2 | 2 | 1076.4 | 2152.8 | 0
7.01.473 | D |  | F-112AC | M8210410 AD | 1 | 1 | 1 | 1 | 1 | 1 | 1 | 1 | 1 | 1 | 1 | 1 | 1 | 1 | 0 | 510.8 | 0 | -1
7.01.740 |  |  | SAM-003F | M5206132 H / I / J | 3 | 3 | 3 | 3 | 3 | 3 | 3 | 3 | 3 | 3 | 3 | 3 | 3 | 3 | 3 | 405 | 1215 | 0
7.03.004 | F |  | cable Euro MFC loose | IKA-88119-0300-6000 | 16 | 16 | 14 | 10 | 7 | 7 | 2 | 2 | 1 | 1 | 9 | 9 | 7 | 5 | 5 | 18.2 | 91 | 0
7.03.016 | G |  | cable Euro MFC D-male 3 m | IKA-88046-0300-5000 | 13 | 36 | 16 | 19 | 25 | 23 | 13 | 15 | 14 | 14 | 13 | 11 | 11 | 11 | 11 | 24.5 | 269.5 | 0
7.03.016 |  |  | cable Euro MFC D-male 10 m |  | 3 | 3 | 3 | 3 | 3 | 3 | 3 | 3 | 3 | 3 | 3 | 3 | 3 | 3 | 3 | 23.1 | 69.3 | 0
7.03.016 |  |  | cable Euro MFC D-male 1 m | Service | [7 empty] | 0 | 0 | 0 | 0 | 0 | 0 | 0 |  | 24.5 | 0 | 0
7.03.045 |  | Oui | cable Euro MFM D-male |  | 2 | 2 | 2 | 2 | 2 | 2 | 2 | 2 | 2 | 2 | 2 | 2 | 2 | 2 | 2 | 0 | 0 | 0
7.03.157 | I |  | coil assy LD |  | 40 | 38 | 37 | 37 | 34 | 34 | 34 | 33 | 32 | 32 | 32 | 32 | 31 | 31 | 31 | 29.4 | 911.4 | 0
7.03.158 | I |  | coil assy LE |  | 14 | 13 | 13 | 13 | 10 | 10 | 2 | 1 | 1 | 1 | 6 | 6 | 6 | 6 | 6 | 39.672 | 238.032 | 0
7.03.159 | I |  | coil assy LF |  | 10 | 8 | 7 | 5 | 3 | 2 | 0 | 0 | 0 | 0 | 5 | 2 | 2 | 2 | 2 | 38.852 | 77.704 | 0
7.03.162 |  |  | Coil L1 15V |  | 2 | 0 | 0 | 0 | 0 | 0 | 1 | 1 | 1 | 1 | 1 | 1 | 1 | 1 | 1 | 32 | 32 | 0
7.03.187 |  |  | cable 8DIN/DB9-male 3m |  | 8 | 7 | 5 | 2 | 2 | 2 | 2 | 6 | 6 | 5 | 5 | 5 | 4 | 4 | 2 | 36.4 | 72.8 | -2
7.03.218 |  |  | cable evaporator 3m |  | 1 | 1 | 3 | 1 | 1 | 1 | 1 | 1 | 1 | 1 | 1 | 1 | 1 | 1 | 1 | 17.5 | 17.5 | 0
7.03.236 |  |  | patch cord molded grey l=0,5m |  | 0 | 3 | 11 | 9 | 0 | 1 | 2 | 4 | 4 | 2 | 0 | 0 | 0 | 0 | 0 | 9.8 | 0 | 0
7.03.237 |  |  | patch cord molded grey l=1,0m | [7 empty] | 1 | 3 | 3 | 1 | 1 | 1 | 1 | 0 | 0 | 11.9 | 0 | 0 | F1920011
7.03.238 |  |  | patch cord molded grey l=3.0m |  | 2 | 0 | 0 | 0 | 0 | 0 | 2 | 2 | 2 | 2 | 2 | 2 | 2 | 2 | 2 | 13.3 | 26.6 | 0
7.03.241 |  |  | modular adapter |  | 19 | 9 | 7 | 8 | 0 | 1 | 2 | 8 | 7 | 5 | 1 | 1 | 8 | 4 | 1 | 22.4 | 22.4 | -3
7.03.242 |  |  | convertor subD/RJ45 |  | 2 | 2 | 2 | 2 | 2 | 2 | 2 | 2 | 2 | 2 | 2 | 2 | 2 | 2 | 2 | 13.2 | 26.4 | 0
7.03.244 |  |  | coil LD 24V |  | 50 | 50 | 50 | 50 | 50 | 50 | 49 | 49 | 49 | 49 | 49 | 49 | 49 | 49 | 49 | 28.82 | 1412.18 | 0
7.03.245 |  |  | coil LE 24V |  | 12 | 12 | 12 | 12 | 12 | 12 | 12 | 12 | 12 | 12 | 12 | 12 | 12 | 12 | 12 | 28.77 | 345.24 | 0
7.03.246 |  |  | coil LF 24V |  | 9 | 11 | 11 | 8 | 7 | 7 | 7 | 7 | 7 | 7 | 7 | 7 | 7 | 7 | 7 | 29.4 | 205.8 | 0
7.03.249 |  |  | coil LI 24V |  | 5 | 6 | 4 | 5 | 5 | 5 | 5 | 5 | 5 | 5 | 5 | 5 | 5 | 5 | 5 | 28.7 | 143.5 | 0
7.03.260 |  |  | coil assy LD 15V, length 53cm |  | 2 | 2 | 2 | 2 | 2 | 2 | 2 | 2 | 2 | 2 | 2 | 2 | 2 | 2 | 2 | 28.82 | 57.64 | 0
7.03.297 |  |  | RJ45 begin terminator |  | 5 | 2 | 0 | 2 | 3 | 2 | 4 | 5 | 5 | 4 | 3 | 1 | 5 | 3 | 2 | 22.4 | 44.8 | -1
7.03.298 |  |  | RJ45 end terminator | [8 empty] | 4 | 3 | 2 | 1 | 0 | 5 | 3 | 1 | 4 | 4 | -2
7.03.299 |  |  | RJ45 multiport connector |  | 3 | 2 | 2 | 1 | 1 | 0 | 0 | 2 | 2 | 2 | 2 | 2 | 2 | 2 | 2 | 33.6 | 67.2 | 0
7.03.301 |  |  | cable DB9 MFM loose end 3m |  | 9 | 9 | 9 | 9 | 9 | 9 | 9 | 9 | 9 | 9 | 9 | 9 | 9 | 6 | 8 | 18.2 | 145.6 | 2
7.03.301 |  |  | cable DB9 MFM loose end 5m |  | 3 | 3 | 3 | 3 | 3 | 3 | 3 | 3 | 3 | 3 | 3 | 3 | 3 | 3 | 2 | 16.25 | 32.5 | -1
7.03.319 |  |  | DevNet/FLOWBUS M12 Y-adapter |  | 1 | 1 | 1 | 1 | 1 | 1 | 1 | 1 | 1 | 1 | 1 | 1 | 0 | 0 | 0 | 24.5 | 0 | 0
7.03.320 |  |  | DeviceNet beginterminator |  | 1 | 1 | 1 | 1 | 1 | 1 | 1 | 1 | 1 | 1 | 1 | 1 | 1 | 1 | 1 | 13.3 | 13.3 | 0
7.03.321 |  |  | DevNet/FLOWBUS M12 endterminal |  | 1 | 1 | 1 | 1 | 1 | 1 | 1 | 1 | 1 | 1 | 1 | 1 | 1 | 1 | 1 | 17.5 | 17.5 | 0
7.03.322 |  |  | DevNet/FLOW-BUS M12 cable 0,3m |  | 1 | 1 | 1 | 1 | 1 | 1 | 1 | 1 | 1 | 1 | 1 | 1 | 1 | 1 | 1 | 16.1 | 16.1 | 0
7.03.323 |  |  | DeviceNet/FLOW-BUS M12 cable 3m |  | 1 | 1 | 1 | 1 | 1 | 1 | 1 | 1 | 1 | 1 | 1 | 1 | 0 | 0 | 0 | 28.7 | 0 | 0
7.03.340 |  |  | CABLE DIN8 / DB9 FEM |  | 3 | 3 | 3 | 3 | 3 | 3 | 3 | 3 | 3 | 3 | 3 | 3 | 3 | 3 | 3 | 10 | 30 | 0
7.03.347 |  |  | FLOW-BUS M12 fem to RJ45 conn. |  | 1 | 1 | 1 | 1 | 1 | 1 | 1 | 1 | 1 | 1 | 1 | 1 | 1 | 1 | 1 | 22.4 | 22.4 | 0
7.03.357 |  |  | FLOWBUS M12 fem to RJ45 Y-adapter |  | 2 | 2 | 2 | 2 | 1 | 1 | 1 | 1 | 1 | 1 | 1 | 1 | 1 | 1 | 1 | 56.7 | 56.7 | 0
7.03.358 |  |  | FLOWBUS M12 male to RJ45 conn. |  | 5 | 5 | 5 | 5 | 5 | 5 | 5 | 5 | 5 | 5 | 5 | 5 | 5 | 5 | 5 | 18.9 | 94.5 | 0
7.03.366 |  |  | cable RS232, T-part DB9 MBC-II |  | 5 | 21 | 9 | 18 | 12 | 17 | 9 | 17 | 13 | 11 | 9 | 18 | 14 | 14 | 12 | 49.7 | 596.4 | -2
7.03.367 |  |  | cable rs232 3mt | [5 empty] | 3 | 2 | 2 | 3 | 3 | 3 | 2 | 2 | 2 | 2 | 3 | 23.8 | 71.4 | 1
7.03.367 |  |  | cable rs232 5mt | [10 empty] | 1 | 1 | 1 | 1 | 1 | 1 | 23.8 | 23.8 | 0
7.03.371 |  |  | cable ind coil 12cm IP65 appl |  |  |  | 2 | 2 | 2 | 2 | 2 | 2 | 1 | 1 | 1 | 1 | 1 | 1 | 1 | 14.25 | 14.25 | 0
7.03.393 |  |  | Coil LFU |  | 11 | 16 | 8 | 18 | 12 | 24 | 21 | 19 | 15 | 15 | 7 | 12 | 8 | 8 | 7 | 44.631 | 312.417 | -1
7.03.394 |  |  | Coil | [7 empty] | 1 | 1 | 1 | 1 | 1 | 1 | 1 | 1 | 1 | 35 | 35 | 0
7.03.395 |  |  | coil assy topmount lab 390mm |  | 0 | 2 | 1 | 1 | 1 |  | 1 | 1 | 1 | 1 | 1 | 1 | 1 | 1 | 1 | 35 | 35 | 0
7.03.398 |  |  | coil assy IIU |  |  |  | 2 | 2 | 1 | 1 | 2 | 2 | 2 | 2 | 1 | 1 | 2 | 2 | 2 | 86.18 | 172.36 | 0
7.03.399 |  |  | coil assy ITU | [5 empty] | 0 | 0 | 1 | 1 | 1 | 1 | 1 | 1 | 1 | 1 | 1 | 84.2 | 84.2 | 0
7.03.411 |  |  | Coil assembly IIW |  |  |  | 1 | 1 | 1 | 1 | 1 | 1 | 1 | 1 | 1 | 1 | 1 | 1 | 1 | 139.36 | 139.36 | 0
7.03.414 |  |  | Sinking/Sourcing Converter (IP-40 Housing) | [6 empty] | 10 | 3 | 3 | 3 | 3 | 3 | 3 | 3 | 2 | 2 | 44.8 | 89.6 | 0
7.03.422 |  |  | PIPS-EL plug in powersupply M8211231 |  | 2 | 5 | 5 | 4 | 1 | 5 | 1 | 2 | 4 | 0 | 7 | 3 | 2 | 1 | 2 | 58.1 | 116.2 | 1
7.03.423 |  |  | PiPS-IN Plug-in PS 8DIN |  | 1 | 0 | 2 | 1 | 2 | 1 | 1 | 3 | 2 | 1 | 2 | 0 | 0 | 3 | 3 | 71.4 | 214.2 | 0
7.03.424 |  |  | PiPS-MV pluginpower supply |  |  |  | 1 | 1 | 1 | 2 | 2 | 2 | 2 | 2 | 2 | 1 | 1 | 1 | 1 | 54.6 | 54.6 | 0
7.03.426 |  |  | cable RJ45 male to RS232 fem. | [6 empty] | 1 | 1 | 1 | 1 | 1 | 1 | 1 | 1 | 1 | 1 | 23.1 | 23.1 | 0
7.03.444 |  |  | Cable T-part 8DIN / sub-DG RS232 |  | 2 | 0 | 3 | 2 | 4 | 2 | 3 | 6 | 1 | 7 | 5 | 2 | 10 | 10 | 9 | 71.4 | 642.6 | -1
7.03.467 |  |  | RS485 instrument cable RJ45 | [14 empty] | 1 | 1 | 18.9 | 18.9 | 0
7.03.536 |  |  | Cable DB9F-Loose end 5 mtr | [7 empty] | 1 | 1 | 1 | 1 | 1 | 1 | 1 | 1 | 1 | 23.1 | 23.1 | 0
7.03.542 |  |  | patch cord molded grey l=0.15m |  | 0 | 7 | 7 | 7 | 7 | 7 | 8 | 8 | 7 | 7 | 7 | 7 | 7 | 7 | 6 | 7.7 | 46.2 | -1
7.03.598 |  |  | cable ana T-part DB9 loose 3m | [11 empty] | 2 | 2 | 2 | 2 | 2 | 58.5 | 117 | 0
7.03.650 |  |  | cable M12-A-8 fem/DB9 RS232 2m | [12 empty] | 4 | 4 | 4 | 4 | 38.5 | 154 | 0
7.09.199 |  |  | BRIGHT B1 IP40 9p SubD (F1820394) | [12 empty] | 0 | 0 | 0 | 0 | 217.7 | 0 | 0
7.09.200 |  |  | HI-TEC B2 "bright" compacgt local ReadOut/Control module |  | 5 | 4 | 4 | 7 | 8 | 5 | 4 | 3 | 2 | 2 | 3 | 7 | 3 | 1 | 2 | 236.6 | 473.2 | 1
7.10.199 |  |  | F-111B Semi Finished Instrument |  | 9 | 10 | 9 | 5 | 3 | 2 | 2 | 0 | 0 | 0 | 0 | 0 | 0 | 0 | 0 | 476.604 | 0 | 0
7.10.200 |  |  | F-111AC Semi Finished Instruments | M11210322 B / J | 10 | 9 | 9 | 9 | 10 | 10 | 9 | 2 | 2 | 2 | 2 | 2 | 2 | 2 | 2 | 528.94 | 1057.88 | 0
7.10.201 |  |  | F-112AC Semi Finished Instruments |  | 4 | 4 | 2 | 3 | 2 | 0 | 0 | 0 | 0 | 0 | 0 | 0 | 0 | 0 | 0 | 652.73 | 0 | 0 | 5x 1953113
7.10.202 |  |  | F-113AC Semi Finished Instruments | M9200788 AF | 4 | 4 | 3 | 2 | 2 | 1 | 1 | 1 | 1 | 1 | 1 | 1 | 1 | 1 | 1 | 702.27 | 702.27 | 0
7.10.204 |  |  | F-201CV Semi Finished Instruments | M18203960 R | 7 | 6 | 4 | 7 | 6 | 10 | 7 | 7 | 6 | 6 | 5 | 3 | 1 | 1 | 1 | 488.42 | 488.42 | 0
7.10.205 |  |  | F-201AV Semi Finished Instruments |  | 7 | 7 | 6 | 6 | 5 | 3 | 2 | 1 | 0 | 0 | 0 | 0 | 0 | 0 | 0 | 546.32 | 0 | 0
7.10.206 |  |  | F-202AV Semi Finished Instruments M15209416B | M15209416 B | 1 | 0 | 1 | 0 | 0 | 0 | 1 | 1 | 1 | 1 | 1 | 1 | 1 | 1 | 1 | 1106.86 | 1106.86 | 0
7.10.207 |  |  | F-203AV Semi Finished Instruments | M1120052 F | 1 | 1 | 1 | 1 | 1 | 1 | 1 | 1 | 1 | 1 | 1 | 1 | 1 | 1 | 1 | 1556.29 | 1556.29 | 0
7.18.039 |  |  | Test adapter | [5 empty] | 1 | 1 | 1 | 1 | 1 | 1 | 0 | 0 | 0 | 0 | 0 | 40 | 0 | 0
8.22.108 |  |  | label EL-PRESS DEVICENET | [5 empty] | 10 | 10 | 10 | 10 | 10 | 10 | 10 | 10 | 10 | 10 | 10 | 0.875 | 8.75 | 0
9.02.412 |  | Oui | label "0-20mA" sinking |  | 82 | 82 | 82 | 82 | 82 | 82 | 82 | 82 | 82 | 82 | 82 | 82 | 8 | 8 | 8 | 0 | 0 | 0
9.02.413 |  | Oui | label "4-20mA" sinking |  | 75 | 74 | 74 | 74 | 74 | 74 | 74 | 74 | 74 | 74 | 74 | 74 | 74 | 74 | 74 | 0 | 0 | 0
9.09.122 |  |  | Digitus USB 2.0 serial adapter |  | 9 | 8 | 10 | 7 | 18 | 6 | 20 | 14 | 8 | 9 | 4 | 8 | 4 | 5 | 9 | 21 | 189 | 4
9.11.053 |  |  | Bronkhorst High-Tech instruments documentation and software tools | [8 empty] | 18 | 13 | 13 | 7 | 4 | 6 | 4 | 4 | 5.6 | 22.4 | 0
9.21.001 |  |  | manual MFC/EPC French |  | 9 | 9 | 9 | 7 | 7 | 7 | 7 | 7 | 7 | 7 | 7 | 7 | 7 | 7 | 7 | 0 | 0 | 0
9.21.004 |  |  | manual E-7000 French |  | 9 | 10 | 10 | 11 | 11 | 11 | 11 | 11 | 11 | 11 | 11 | 11 | 11 | 11 | 11 | 0 | 0 | 0
9.21.022 |  |  | manual MBC general |  | 8 | 9 | 6 | 5 | 5 | 5 | 5 | 5 | 5 | 5 | 5 | 5 | 5 | 5 | 5 | 5.6 | 28 | 0
9.22.029 |  |  | distributor label BHT-France |  | 84 | 18 | 108 | 63 | 45 | 30 | 33 | 60 | 27 | 13 | 68 | 16 | 12 | 2 | 58 | 0.2946 | 17.0868 | 56
9.22.045 |  |  | instrument label IN-FLOW |  | 8 | 2 | 2 | 2 | 2 | 2 | 2 | 2 | 2 | 2 | 2 | 0 | 0 | 0 | 0 | 1.26 | 0 | 0
9.22.049 |  |  | instrument label EL-PRESS |  | 23 | 23 | 20 | 20 | 20 | 19 | 19 | 19 | 19 | 19 | 19 | 19 | 19 | 16 | 13 | 0.61 | 7.93 | -3
9.22.050 |  |  | instrument label Low-dP-Flow |  | 29 | 27 | 22 | 22 | 20 | 20 | 19 | 19 | 18 | 18 | 18 | 16 | 16 | 16 | 16 | 0.613 | 9.808 | 0
9.22.051 |  |  | instrument label EL-FLOW |  | 22 | 9 | 2 | 42 | 26 | 13 | 104 | 12 | 7 | 4 | 22 | 21 | 19 | 18 | 15 | 1.1875 | 17.8125 | -3
9.22.053 |  |  | instrument label EL-FLOW digit |  | 28 | 22 | 18 | 62 | 53 | 48 | 35 | 32 | 29 | 28 | 26 | 20 | 19 | 17 | 17 | 0.62 | 10.54 | 0
9.22.061 |  |  | pressure test label |  | 11 | 54 | 34 | 73 | 51 | 20 | 0 | 0 | 0 | 0 | 2460 | 2447 | 2420 | 2398 | 2375 | 0.060152 | 142.861 | -23
9.22.062 |  |  | technical datasticker yellow |  | 100 | 512 | 480 | 480 | 480 | 480 | 480 | 480 | 480 | 480 | 480 | 480 | 480 | 480 | 480 | 0.125 | 60 | 0 | 10x 1957620
9.22.063 |  |  | technical datasticker orange |  | 200 | 152 | 152 | 152 | 152 | 152 | 152 | 152 | 152 | 152 | 152 | 152 | 152 | 152 | 152 | 0.0809 | 12.2968 | 0
9.22.088 |  |  | instr. label Low-dP-Flow digi |  | 31 | 16 | 16 | 16 | 16 | 16 | 16 | 15 | 15 | 15 | 15 | 11 | 11 | 11 | 11 | 0 | 0 | 0
9.22.089 |  |  | Instrument label El-Flow AIR LIQUIDE |  | 37 | 33 | 29 | 26 | 25 | 17 | 17 | 16 | 15 | 15 | 12 | 7 | 7 | 7 | 4 | 2.3 | 9.2 | -3
9.22.090 |  |  | Instrument label In Flow Air Liquide |  | 70 | 64 | 61 | 59 | 57 | 57 | 57 | 57 | 56 | 56 | 56 | 55 | 55 | 55 | 55 | 0.35 | 19.25 | 0
9.22.101 |  |  | label EL-FLOW FLOW-BUS |  | 17 | 13 | 7 | 51 | 39 | 26 | 24 | 17 | 15 | 13 | 8 | 1 | 0 | 0 | 0 | 0.875 | 0 | 0 | 100x 1952134
9.22.102 |  |  | label low-dP-Flow FLOW-BUS |  | 6 | 14 | 14 | 14 | 14 | 14 | 14 | 14 | 14 | 14 | 14 | 14 | 14 | 14 | 14 | 0 | 0 | 0
9.22.105 |  |  | label EL-FLOW PROFIBUS |  | 0 | 21 | 19 | 13 | 6 | 23 | 17 | 13 | 12 | 11 | 9 | 8 | 7 | 5 | 5 | 0.687 | 3.435 | 0
9.22.128 |  |  | label LIQUI-FLOW digital |  | 16 | 16 | 15 | 15 | 12 | 10 | 10 | 10 | 10 | 10 | 10 | 10 | 10 | 2 | 18 | 1.49 | 26.82 | 16
9.22.138 |  |  | label EL-FLOW Modbus |  | 6 | 6 | 3 | 43 | 43 | 40 | 36 | 36 | 34 | 34 | 27 | 22 | 38 | 38 | 38 | 4.466 | 169.708 | 0
9.22.147 |  |  | labcase toplabel red wide |  | 9 | 21 | 12 | 0 | 16 | 5 | 24 | 32 | 11 | 7 | 6 | 3 | 0 | 0 | 24 | 0.566 | 13.584 | 24
9.22.148 |  |  | labcase toplabel red narrow |  | 9 | 31 | 21 | 8 | 26 | 15 | 3 | 31 | 27 | 22 | 21 | 10 | 5 | 5 | 5 | 0.404 | 2.02 | 0
9.22.152 |  |  | label addr. sel. PROFI/FLOWBUS |  | 27 | 16 | 2 | 40 | 26 | 41 | 33 | 27 | 25 | 21 | 8 | 1 | 1 | 0 | 0 | 1.52 | 0 | 0
9.22.154 |  |  | Label with wastebasket with cross |  | 34 | 33 | 31 | 29 | 25 | 25 | 24 | 23 | 22 | 22 | 22 | 22 | 22 | 22 | 22 | 0.08 | 1.76 | 0
9.22.157 |  |  | Polyester label 33.02x24.13mm |  | 2500 | 2500 | 2500 | 2000 | 0 | 2500 | 2500 | 0 | 0 | 0 | 2500 | 2500 | 2500 | 2500 | 2500 | 0.0436 | 109 | 0
9.22.166 |  |  | label EL-FLOW select |  | 37 | 27 | 20 | 8 | 3 | 31 | 27 | 20 | 17 | 16 | 13 | 7 | 29 | 29 | 7 | 0.8415 | 5.8905 | -22
9.22.192 |  |  | Label preventive maintenance |  | 52 | 51 | 42 | 38 | 24 | 13 | 38 | 27 | 25 | 14 | 12 | 100 | 98 | 87 | 87 | 0.49 | 42.63 | 0
9.22.193 |  |  | Label calibration not requiered |  | 40 | 40 | 39 | 69 | 69 | 69 | 69 | 69 | 69 | 69 | 69 | 59 | 59 | 59 | 59 | 0.14 | 8.26 | 0
9.22.194 |  |  | Label tested for electrical safety |  | 52 | 31 | 31 | 30 | 28 | 28 | 26 | 26 | 24 | 0 | 0 | 0 | 19 | 19 | 19 | 0.3 | 5.7 | 0
9.22.195 |  |  | Label calibrated |  | 33 | 20 | 28 | 14 | 29 | 48 | 36 | 61 | 38 | 11 | 0 | 43 | 50 | 14 | 64 | 0.46 | 29.44 | 50
9.22.205 |  |  | labcase toplabel violet narrow | [12 empty] | 17 | 17 | 17 | 17 | 0.788 | 13.396 | 0
9.22.206 |  |  | label EL-FLOW base | [12 empty] | 17 | 17 | 17 | 17 | 1.127 | 19.159 | 0 | 20x 1952134
9.22.207 |  |  | Label M+W Mass-Stream display | [13 empty] | 2 | 2 | 2 | 9 | 18 | 0
9.22.231 |  |  | label address sel. FLOW-BUS | [12 empty] | 20 | 24 | 24 | 19 | 7.98 | 151.62 | -5 | 30x 1952134
9.22.233 |  |  | label address sel. PROFIBUS | [12 empty] | 19 | 16 | 11 | 4 | 1.596 | 6.384 | -7
9.22.327 |  |  | Label 'Latest maintenance' | [13 empty] | 1 | 1 | 1 | 0 | 0 | 0
9.22.328 |  |  | Label 'Calibrated' | [13 empty] | 1 | 1 | 1 | 0 | 0 | 0
|  |  | swagelok 6mmOD*1/4"BSPP | SS-6MO-1-4RS | 11 | 8 | 12 | 13 | 0 | 14 | 10 | 6 | 2 | 0 | 2 | 10 | 6 | 2 | 0 | 11.81 | 0 | -2
|  |  | swagelok 3/8"OD*1/4"BSPP | SS-600-1-4RS | 6 | 6 | 6 | 6 | 6 | 4 | 4 | 4 | 4 | 3 | 4 | 4 | 4 | 4 | 4 | 13 | 52 | 0
|  |  | swagelok 1/4"OD*1/8"BSPP with sieve | (zie prijs 2.04.179) | 5 | 6 | 6 | 6 | 6 | 6 | 6 | 6 | 6 | 6 | 6 | 6 | 6 | 6 | 6 | 9.5 | 57 | 0
|  |  | swagelok 10mmOD*1/4"BSPP | SS-10MO-1-4RP | 4 | 4 | 4 | 4 | 4 | 4 | 4 | 4 | 4 | 4 | 3 | 4 | 4 | 4 | 4 | 13.5 | 54 | 0
|  |  | swagelok 10mmOD*1/4"BSPP | SS-10MO-1-4RS | 10 | 10 | 12 | 12 | 12 | 10 | 10 | 10 | 10 | 10 | 10 | 10 | 10 | 10 | 8 | 12.2 | 97.6 | -2
|  |  | swagelok 10mmOD*1/2"BSPP | SS-10MO-1-8RP | 4 | 4 | 4 | 4 | 4 | 4 | 4 | 4 | 4 | 4 | 4 | 4 | 4 | 4 | 4 | 18.4 | 73.6 | 0 | 50x 1952134
|  |  | swagelok 10mmOD*1/2"Gaz Cylind | SS-10MO-1-8RS | [6 empty] | 4 | 4 | 4 | 4 | 2 | 2 | 2 | 2 | 2 | 19.7 | 39.4 | 0
|  |  | swagelok 8mmOD*1/4"BSPP | SS-8MO-1-4RP | 6 | 6 | 6 | 6 | 6 | 6 | 6 | 4 | 4 | 4 | 2 | 2 | 2 | 2 | 2 | 14.6 | 29.2 | 0
|  |  | 'swagelok 8mmOD*1/4"BSPP | SS-8MO-1-4RS | 34 | 34 | 34 | 30 | 30 | 28 | 26 | 22 | 22 | 22 | 22 | 22 | 22 | 22 | 22 | 14.6 | 321.2 | 0
|  |  | swagelok 8mmOD*1/2"BSPP | SS-8MO-1-8RP | 5 | 5 | 5 | 5 | 5 | 5 | 5 | 5 | 5 | 5 | 5 | 5 | 5 | 5 | 5 | 18 | 90 | 0
|  |  | swagelok 8mmOD*1/8"BSPP | SS-8MO-1-2RP | 2 | 2 | 2 | 2 | 2 | 2 | 2 | 2 | 2 | 2 | 2 | 2 | 2 | 2 | 1 | 12.4 | 12.4 | -1
|  |  | swagelok 16mmOD*1/2"BSPP | SS-16MO-1-8RP | 4 | 4 | 4 | 4 | 4 | 4 | 4 | 4 | 4 | 4 | 4 | 4 | 4 | 4 | 4 | 25.5 | 102 | 0
|  |  | swagelok 3/4"OD*1/2" Tube | SS-1210-R8 | 5 | 5 | 5 | 5 | 5 | 5 | 5 | 5 | 5 | 5 | 5 | 5 | 5 | 5 | 5 | 27.2 | 136 | 0
|  |  | Cafca cable CRDM |  | 9 | 9 | 9 | 9 | 9 | 9 | 9 | 9 | 9 | 9 | 9 | 9 | 9 | 9 | 9 | 18.8 | 169.2 | 0
|  |  | Cafca cable normal 5 m |  | 2 | 2 | 2 | 2 | 2 | 2 | 2 | 2 | 2 | 2 | 2 | 2 | 2 | 2 | 2 | 24.8 | 49.6 | 0
|  |  | Cafca cable normal 3 m |  | 1 | 1 | 1 | 1 | 1 | 1 | 1 | 1 | 1 | 1 | 1 | 1 | 1 | 1 | 1 | 18.8 | 18.8 | 0
|  |  | Cafca cable 3 m female |  | 1 | 1 | 1 | 1 | 1 | 1 | 1 | 1 | 1 | 1 | 1 | 1 | 1 | 1 | 1 | 10.37 | 10.37 | 0
|  |  | Cafca cable 10 m M+W |  | 1 | 1 | 1 | 1 | 1 | 1 | 1 | 1 | 1 | 1 | 1 | 1 | 1 | 1 | 1 | 12.2 | 12.2 | 0
|  |  | EMS adption encastrable / sub D9 femelle |  | 7 | 6 | 7 | 7 | 7 | 7 | 6 | 6 | 6 | 6 | 6 | 6 | 6 | 6 | 6 | 70 | 420 | 0
|  |  | Total stock 30-06-2019 | [17 empty] | 79366.0872
|  | Oui | Expired article value | 0
Note on S18: Tom Joling: it's a mistake must be 35
Note on P69: Tom Joling: KPMG 639
Note on P187: Tom Joling: Mounted with the reference 2.15.230: we have 6 on stock (3*2)
Note on S269: Tom Joling: sorry it's a mitake must be 18
Note on P402: Tom Joling: KPMG 152
Note on P417: Tom Joling: KPMG 23 KL+TJ 23
Note on P423: Tom Joling: we have 4 parts on stock.
Note on O544: Tom Joling: Staat bij administratief
Note on P544: Tom Joling: Staat bij administratief